## Intro
Micro-Generation - Initial Economic Assessment Tool - PV Systems
To use this tool:
1) Select appropriate button for your purposes:
2) On the selected sheet, enter your information in the bright yellow cells:
  i) For simple payback calculation:
    Average household energy consumption per month (in kWh)
    Size (capacity) of PV system to be installed (in kW)
    Cost per Watt installed (dollars per Watt)
  ii) For net present value (NPV) calculation enter (advanced tab only):
    System life expectancy (in years)
    Discount rate (inflation or competing investment) in percent
3) NOTES:
  Default values given are very realistic but can be changed for different scenarios
  All yellow cells can be experimented with to determine the best results (which may influence your decisions)
  In most cases reducing the installed cost per kW ($/kW installed) is by far the best way to improve the result/economics
Contact information:
For assisstance with this tool, questions on its use, or for quesitons regarding the Micro-generation Program, please contact the Energy Solutions Centre at:
(867) 393-7063 or 1-800-661-0408 extension 7063 or energy@gov.yk.ca
Advanced Micro-generation Calculator
( Calculates Simple Payback AND Net Present Value )
Simple Micro-generation Calculator
( Calculates Simple Payback )

## Micro-Gen PV Calc - Simple
INSTRUCTIONS: Enter values in the bright yellow cells only and review your results on the graphs and in the light and dark orange cells.
Micro-Generation - Intial Economic Assessment Tool - PV Systems
Inputs (Variables and constants)
Simple Payback factors
| Current average monthly household energy consumption (kWh) |  | 850
| PV System size under consideration (kW) |  | 2.4
| Estimated cost per Watt installed ($/W) |  | 4
NPV factors (Net Present Value)
| System life (in years - Minimum 1 and Maximum 50) |  | 25
| Discount - Rate of inflation (usually 2%) or competing investment as a percent |  | 2%
Initial results:
| Installed cost of PV system |  | 9600
| Approximate annual PV system output (kWh) |  | 2597.8438
| Average annual household consumption (kWh) |  | 10200
Financials
Annual (Approximations)
| Current annual electrical expense |  | 1521.9
| System Output Offseting Consumption (kWh and value $) | 1920.4052 | 244.8517
| System Output Exported (kWh and value $) | 677.4387 | 142.2621
| Total of approximated Offset and Exported (kWh and value $) | 2597.8438 | 387.1138
Monthly (Approximations)
| Averaged monthly electrical bill (Before PV system) |  | 126.825
| Averaged mothly return due to offset |  | 20.4043
| Average monthly return due to export |  | 11.8552
| Total of approximated Offset and Exported |  | 32.2595
RESULTS: Simple Payback & Comparison of Electrical Consumption / System Generation
| Estimated Simple Payback (yrs) | 1521.9 | 24.7989
NOTE: Simple Payback is the total system cost (design, engineering, materials and instalation) divided by the annual return. Lower number preferred.
NPV
| Estimated Net Present Value (NOTE: Net Present Value (NPV) is the value of the investment in the system compared with the rate of inflation or other investment. The "Discount Rate" is the percent used to calculate the NPV and refers to the rate of inflation (usually 2%) or the expected growth rate of another investment. A positive number indicates a favourable investment.) | 885.6 | -2002.1579
| Year # where NPV turns positive (NOTE: If the result is: "N/A", the NPV turns positive after the end of the system life (entered above). This indicates a poor investment.) |  | N/A
Calculation Factors: i.e., Electrical rates ($/kWh):
| Tier 1 (First 0 - 1,000 kWh consumed in billing period) |  | 0.1275
| Tier 2 (Next 1,001 - 2,500 kWh consumed in billing period) |  | 0.1642
| Monthly Customer charge |  | 18.45
| Reimbursement rate (per exported kWh) |  | 0.21
Contact information:
For assisstance with this tool, questions on its use, or for questions regarding the Micro-generation Program, please contact the Energy Solutions Centre at:
(867) 393-7063 or 1-800-661-0408 extension 7063 or energy@gov.yk.ca
Return to Intro / Instructions page
Advanced Micro-generation Calculator
( Calculates Simple Payback AND Net Present Value )
Note on A2: The three bright yellow cells are the only ones that accept input. Please enter your specifics to assess your PV system potential.
Note on D9: Please enter your average monthly household electrical consumption in kWh (averaged over any 12 consecutive months). 850 kWh/month is the default.
Note on D10: Please enter the system size that you are planning (measured in kW). A 2.4 kW system is the default .
Note on D11: Please enter a realistic cost per kW installed for your system. $4.00 per Watt ($4,000 per kiloWatt) installed is a reasonable price but the range may be from about $2.50 to $7.50 per Watt installed. This is the factor that affects the economics of your system the most. For favourable economics attempt to keep this price low.
Note on D13: Please enter estimated system life. 25 years is a reasonable life expectancy for a PV system but some installers or manufacturers may suggest anywhere from 10 years to 50 years. Please eneter the expected life of your system in years (between 1 and 50 years). This cell affects only the NPV calculations and results in the lowermost dark orange results cells.
Note on D14: Please enter the expected rate of inflation or the potential rate of return for another investment. The typical rate of inflation is about 2% (used as the default here). In calculating net present value (NPV), this percentage is used to compare your economic return on this PV system versus the value of money (or other investment) through time (2% inflation means that the money that you have today loses value over time); or, versus an alternative investment with a specified (or expected) rate of return (in the latter case comparing PV economics with the earnings that could be made through the alternative investment). This cell affects only the NPV calculations and results in the lowermost dark orange results cells.

## Micro-Gen PV Calc - Advanced
INSTRUCTIONS: Enter values in the bright yellow cells only and review your results on the graphs and in the light and dark orange cells.
Micro-Generation - Intial Economic Assessment Tool - PV Systems
Inputs (Variables and constants)
Simple Payback factors
| Current average monthly household energy consumption (kWh) |  | 850
| PV System size under consideration (kW) |  | 2.4
| Estimated cost per Watt installed ($/W) |  | 4
NPV factors (Net Present Value)
| System life (in years - Minimum 1 and Maximum 50) |  | 25
| Discount - Rate of inflation (usually 2%) or competing investment as a percent |  | 2%
Initial results:
| Installed cost of PV system |  | 9600
| Approximate annual PV system output (kWh) |  | 2597.8438
| Average annual household consumption (kWh) |  | 10200
Financials
Annual (Approximations)
| Current annual electrical expense |  | 1521.9
| System Output Offseting Consumption (kWh and value $) | 1920.4052 | 244.8517
| System Output Exported (kWh and value $) | 677.4387 | 142.2621
| Total of approximated Offset and Exported (kWh and value $) | 2597.8438 | 387.1138
Monthly (Approximations)
| Averaged monthly electrical bill (Before PV system) |  | 126.825
| Averaged mothly return due to offset |  | 20.4043
| Average monthly return due to export |  | 11.8552
| Total of approximated Offset and Exported |  | 32.2595
Calculation Factors: i.e., Electrical rates ($/kWh - includes riders and rebates):
| Tier 1 (First 0 - 1,000 kWh consumed in billing period) |  | 0.1275
| Tier 2 (Next 1,001 - 2,500 kWh consumed in billing period) |  | 0.1642
| Monthly Customer charge |  | 18.45
| Reimbursement rate (per exported kWh) |  | 0.21
RESULTS
Simple Payback
| Estimated Simple Payback (yrs) | 1521.9 | 24.7989
Simple Payback is the total system cost (design, engineering, materials and instalation) divided by the annual return. Lower number preferred.
NPV
| Estimated Net Present Value (NOTE: Net Present Value (NPV) is the value of the investment in the system compared with the rate of inflation or other investment. The "Discount Rate" is the percent used to calculate the NPV and refers to the rate of inflation (usually 2%) or the expected growth rate of another investment. A positive number indicates a favourable investment.) | 885.6 | -2002.1579
| Year # where NPV turns positive (NOTE: If the result is: "N/A", the NPV turns positive after the end of the system life (entered above). This indicates a poor investment.) |  | N/A
Simple Micro-generation Calculator
( Calculates Simple Payback )
Contact information:
For assisstance with this tool, questions on its use, or for questions regarding the Micro-generation Program, please contact the Energy Solutions Centre at:
(867) 393-7063 or 1-800-661-0408 extension 7063 or energy@gov.yk.ca
Return to Intro / Instructions page
Note on A2: The five bright yellow cells are the only ones that accept input. Please enter your specifics to assess your PV system potential.
Note on D9: Please enter your average monthly household electrical consumption in kWh (averaged over any 12 consecutive months). 850 kWh/month is the default.
Note on D10: Please enter the system size that you are planning (measured in kW). A 2.4 kW system is the default .
Note on D11: Please enter a realistic cost per kW installed for your system. $4.00 per Watt ($4,000 per kiloWatt of system capacity) installed is a reasonable price but the range may be from about $2.50 to $7.50 per Watt installed. This is the factor that affects the economics of your system the most. For favourable economics attempt to keep this price low.
Note on D13: Please enter the expected life of your system in years (between 1 and 50 years). 25 years is a reasonable life expectancy for a PV system but some installers or manufacturers may suggest anywhere from 10 years to 50 years.
Note on D14: Enter the expected rate of inflation or the potential rate of return for another investment. The typical rate of inflation is about 2% (the default in this case). In calculating net present value (NPV), this percentage is used to compare your economic return on this PV system versus the value of money through time (2% inflation means that the money that you have today loses value over time); or, versus an alternative investment with a specified (or expected) rate of return (in that case comparing PV economics with the earnings that could be made through the alternative investment). Bug: For percentages less than 1%, the entry requires the percent symbol (%) after the number. For example entering 0.5% = 0.5% but entering 0.5 = 50%.

## Details (hidden)
MicroGen Policy and Program

## NPV calcs (hidden)
NPV - Calculations
NPV | -2002.1579 | Calculated including rebate if entered in the yellow cell.
First positive NPV | N/A | Shows as "N/A" if NPV never goes positive during life of system (shown below)
Year of positive NPV | N/A | Indicates the year that the NPV goes from negative to positive. Shows as "N/A" if that does not happen in system life specified.
$/Watt Installed | 4 | From Sheet 1, the cost per Watt installed.
Initial System Cost | 9600 | From Sheet 1, the total system cost including design, materials and installation. Basically system size multiplied by cost per Watt installed.
RE rebate | 0 | Rebate on system if offered.
Discount | 2% | From Sheet 1, the discount rate for the NPV calc.
# of years (system life) | 25 | From Sheet 1, the system life expectancy.
Year # | Annual return | NPV | NPV | Cell Legend
1 | 387.1138 | -9039.683 | -9039.683 | Primary Calculation Factor
2 | 387.1138 | -8674.8971 | -8674.8971 | On sheet calculation
3 | 387.1138 | -8317.2638 | -8317.2638 | On sheet entry
4 | 387.1138 | -7966.6429 | -7966.6429 | From another sheet
5 | 387.1138 | -7622.8969 | -7622.8969
6 | 387.1138 | -7285.8911 | -7285.8911
7 | 387.1138 | -6955.4932 | -6955.4932
8 | 387.1138 | -6631.5737 | -6631.5737
9 | 387.1138 | -6314.0056 | -6314.0056
10 | 387.1138 | -6002.6643 | -6002.6643
11 | 387.1138 | -5697.4277 | -5697.4277
12 | 387.1138 | -5398.1762 | -5398.1762
13 | 387.1138 | -5104.7923 | -5104.7923
14 | 387.1138 | -4817.1611 | -4817.1611
15 | 387.1138 | -4535.1697 | -4535.1697
16 | 387.1138 | -4258.7075 | -4258.7075
17 | 387.1138 | -3987.6662 | -3987.6662
18 | 387.1138 | -3721.9394 | -3721.9394
19 | 387.1138 | -3461.4229 | -3461.4229
20 | 387.1138 | -3206.0146 | -3206.0146
21 | 387.1138 | -2955.6143 | -2955.6143
22 | 387.1138 | -2710.1238 | -2710.1238
23 | 387.1138 | -2469.4468 | -2469.4468
24 | 387.1138 | -2233.489 | -2233.489
25 | 387.1138 | -2002.1579 | -2002.1579
26 | 0 | -2002.1579 | N/A
27 | 0 | -2002.1579 | N/A
28 | 0 | -2002.1579 | N/A
29 | 0 | -2002.1579 | N/A
30 | 0 | -2002.1579 | N/A
31 | 0 | -2002.1579 | N/A
32 | 0 | -2002.1579 | N/A
33 | 0 | -2002.1579 | N/A
34 | 0 | -2002.1579 | N/A
35 | 0 | -2002.1579 | N/A
36 | 0 | -2002.1579 | N/A
37 | 0 | -2002.1579 | N/A
38 | 0 | -2002.1579 | N/A
39 | 0 | -2002.1579 | N/A
40 | 0 | -2002.1579 | N/A
41 | 0 | -2002.1579 | N/A
42 | 0 | -2002.1579 | N/A
43 | 0 | -2002.1579 | N/A
44 | 0 | -2002.1579 | N/A
45 | 0 | -2002.1579 | N/A
46 | 0 | -2002.1579 | N/A
47 | 0 | -2002.1579 | N/A
48 | 0 | -2002.1579 | N/A
49 | 0 | -2002.1579 | N/A
50 | 0 | -2002.1579 | N/A

## Daily Profile (hidden)
Daily Consumption Profile by Hour
Daily Consumption (kWh consumed per day) |  | Hour of day |  | Hourly demand | Q1 | Q2 | Q3 | Q4
| 27.9452 | 1 | 1.64% | 0.4583 | 0.9166 | 0.43539 | 0.32081 | 0.54996 | Cell Legend
|  | 2 | 1.64% | 0.4583 | 0.9166 | 0.43539 | 0.32081 | 0.54996 | Primary Calculation Factor
Quarterly consumption factor: Base = 1; Each quarter is higher or lower based on seasonal variations on electrical consumption. |  | 3 | 1.64% | 0.4583 | 0.9166 | 0.43539 | 0.32081 | 0.54996 | On sheet calculation
|  | 4 | 1.64% | 0.4583 | 0.9166 | 0.43539 | 0.32081 | 0.54996 | On sheet entry
|  | 5 | 1.64% | 0.4583 | 0.9166 | 0.43539 | 0.32081 | 0.54996 | From another sheet
|  | 6 | 3.28% | 0.9166 | 1.8332 | 0.87077 | 0.64162 | 1.0999
Q1 | 2 | 7 | 4.92% | 1.3749 | 2.7498 | 1.3062 | 0.96243 | 1.6499
Q2 | 0.95 | 8 | 6.56% | 1.8332 | 3.6664 | 1.7415 | 1.2832 | 2.1998
Q3 | 0.7 | 9 | 6.56% | 1.8332 | 3.6664 | 1.7415 | 1.2832 | 2.1998
Q4 | 1.2 | 10 | 4.92% | 1.3749 | 2.7498 | 1.3062 | 0.96243 | 1.6499
| 4.85 | 11 | 3.28% | 0.9166 | 1.8332 | 0.87077 | 0.64162 | 1.0999
|  | 12 | 3.28% | 0.9166 | 1.8332 | 0.87077 | 0.64162 | 1.0999
|  | 13 | 3.28% | 0.9166 | 1.8332 | 0.87077 | 0.64162 | 1.0999
|  | 14 | 3.28% | 0.9166 | 1.8332 | 0.87077 | 0.64162 | 1.0999
|  | 15 | 3.28% | 0.9166 | 1.8332 | 0.87077 | 0.64162 | 1.0999
|  | 16 | 3.28% | 0.9166 | 1.8332 | 0.87077 | 0.64162 | 1.0999
|  | 17 | 4.92% | 1.3749 | 2.7498 | 1.3062 | 0.96243 | 1.6499
|  | 18 | 6.56% | 1.8332 | 3.6664 | 1.7415 | 1.2832 | 2.1998
|  | 19 | 9.84% | 2.7498 | 5.4996 | 2.6123 | 1.9249 | 3.2998
|  | 20 | 8.2% | 2.2915 | 4.583 | 2.1769 | 1.6041 | 2.7498
|  | 21 | 6.56% | 1.8332 | 3.6664 | 1.7415 | 1.2832 | 2.1998
|  | 22 | 4.92% | 1.3749 | 2.7498 | 1.3062 | 0.96243 | 1.6499
|  | 23 | 3.28% | 0.9166 | 1.8332 | 0.87077 | 0.64162 | 1.0999
|  | 24 | 1.64% | 0.4583 | 0.9166 | 0.43539 | 0.32081 | 0.54996
|  | Totals: | 100% | 27.9564 | 55.9128 | 26.5586 | 19.5695 | 33.5477
|  |  |  | 850.4332 |  |  |  | 33.8971

## hourly year data (hidden)
Date/time | Hour of day | Percent of Daily Consumption | ADVANCED Hourly Consumption (kWh) | SIMPLE Hourly Consumption (kWh) | ADVANCED Daily Consumption (kWh) | SIMPLE Daily Consumption (kWh) | Average PV Production 2009-2013 (kWh/kWp) | ADVANCED PV System Production (kWh) | SIMPLE PV System Production (kWh) | ADVANCED Household Offset (kWh) | SIMPLE Household Offset (kWh) | ADVANCED Exported (kWh) | SIMPLE Exported (kWh) | Daily | Daily usage | Month |  | Percent of Total Annual Consumption | Monthly Consumption (kWh) | Days in the month | Daily Consumption (kWh) | Annual Results |  |  | PV System Size |  | Date / hour | Hour | % of daily consumption | Household consumption by hour (kWh) | Household consumption total for day (kWh) | PV system output per hour (kWh/kWp) | PV system output per hour (kWh)
2014-01-01 01:00 | 1 | 1.64% | 0.65408 | 0.65408 | 39.8827 | 39.8827 | 0 | 0 | 0 | 0 | 0 | 0 | 0 | 2014-01-01 | 39.8827 | January | 1.4 | 12.12% | 1236.3636 | 31 | 39.8827 | Annual Load | 10200 | 10200 | 2.4 | 2.4 | 2014-11-01 01:01 | 0 | 1.64% | 0.65174 | 39.7403 | 0 | 0
2014-01-01 02:00 | 2 | 1.64% | 0.65408 | 0.65408 | 39.8827 | 39.8827 | 0 | 0 | 0 | 0 | 0 | 0 | 0 | 2014-01-02 | 39.8827 | February | 1.35 | 11.69% | 1192.2078 | 28 | 42.5788 | PV System Size | 2.4 | 2.4 |  |  | 2014-11-01 02:01 | 1 | 1.64% | 0.65174 | 39.7403 | 0 | 0
2014-01-01 03:00 | 3 | 1.64% | 0.65408 | 0.65408 | 39.8827 | 39.8827 | 0 | 0 | 0 | 0 | 0 | 0 | 0 | 2014-01-03 | 39.8827 | March | 1.15 | 9.957% | 1015.5844 | 31 | 32.7608 |  | ^ ADV ^ | ^ SIMPLE ^ |  |  | 2014-11-01 03:01 | 2 | 1.64% | 0.65174 | 39.7403 | 0 | 0
2014-01-01 04:00 | 4 | 1.64% | 0.65408 | 0.65408 | 39.8827 | 39.8827 | 0 | 0 | 0 | 0 | 0 | 0 | 0 | 2014-01-04 | 39.8827 | April | 0.8 | 6.926% | 706.4935 | 30 | 23.5498 | ADVANCED |  | Value $ |  |  | 2014-11-01 04:01 | 3 | 1.64% | 0.65174 | 39.7403 | 0 | 0
2014-01-01 05:00 | 5 | 1.64% | 0.65408 | 0.65408 | 39.8827 | 39.8827 | 0 | 0 | 0 | 0 | 0 | 0 | 0 | 2014-01-05 | 39.8827 | May | 0.6 | 5.195% | 529.8701 | 31 | 17.0926 | Total Household Consumption | 10203.4259 | 1300.9368 |  |  | 2014-11-01 05:01 | 4 | 1.64% | 0.65174 | 39.7403 | 0 | 0
2014-01-01 06:00 | 6 | 3.28% | 1.3082 | 1.3082 | 39.8827 | 39.8827 | 0 | 0 | 0 | 0 | 0 | 0 | 0 | 2014-01-06 | 39.8827 | June | 0.55 | 4.762% | 485.7143 | 30 | 16.1905 | Average PV Output per kW installed (kWh/kWp) | 1082.4349 | ^ ^ ^ (Does not include customer charge) |  |  | 2014-11-01 06:01 | 5 | 3.28% | 1.3035 | 39.7403 | 0 | 0
2014-01-01 07:00 | 7 | 4.92% | 1.9622 | 1.9622 | 39.8827 | 39.8827 | 0 | 0 | 0 | 0 | 0 | 0 | 0 | 2014-01-07 | 39.8827 | July | 0.55 | 4.762% | 485.7143 | 31 | 15.6682 | Average PV System Output (kWh) | 2597.8438 |  |  |  | 2014-11-01 07:01 | 6 | 4.92% | 1.9552 | 39.7403 | 0 | 0
2014-01-01 08:00 | 8 | 6.56% | 2.6163 | 2.6163 | 39.8827 | 39.8827 | 0 | 0 | 0 | 0 | 0 | 0 | 0 | 2014-01-08 | 39.8827 | August | 0.6 | 5.195% | 529.8701 | 31 | 17.0926 | System Output Offseting Consumption (kWh) | 1920.4052 | 244.8517 |  |  | 2014-11-01 08:01 | 7 | 6.56% | 2.607 | 39.7403 | 0.00098039 | 0.0023529
2014-01-01 09:00 | 9 | 6.56% | 2.6163 | 2.6163 | 39.8827 | 39.8827 | 0 | 0 | 0 | 0 | 0 | 0 | 0 | 2014-01-09 | 39.8827 | September | 0.7 | 6.061% | 618.1818 | 30 | 20.6061 | System Output Exported (kWh) | 677.4387 | 142.2621 |  |  | 2014-11-01 09:01 | 8 | 6.56% | 2.607 | 39.7403 | 0.018137 | 0.043529
2014-01-01 10:00 | 10 | 4.92% | 1.9622 | 1.9622 | 39.8827 | 39.8827 | 0 | 0 | 0 | 0 | 0 | 0 | 0 | 2014-01-10 | 39.8827 | October | 1.1 | 9.524% | 971.4286 | 31 | 31.3364 | Total of Offset and Exported (kWh) | 2597.8438 | 387.1138 |  |  | 2014-11-01 10:01 | 9 | 4.92% | 1.9552 | 39.7403 | 0.053431 | 0.12824
2014-01-01 11:00 | 11 | 3.28% | 1.3082 | 1.3082 | 39.8827 | 39.8827 | 0.0093137 | 0.022353 | 0.022353 | 0.022353 | 0.022353 | 0 | 0 | 2014-01-11 | 39.8827 | November | 1.35 | 11.69% | 1192.2078 | 30 | 39.7403 | [5 empty] | 2014-11-01 11:01 | 10 | 3.28% | 1.3035 | 39.7403 | 0.13333 | 0.32
2014-01-01 12:00 | 12 | 3.28% | 1.3082 | 1.3082 | 39.8827 | 39.8827 | 0.027451 | 0.065882 | 0.065882 | 0.065882 | 0.065882 | 0 | 0 | 2014-01-12 | 39.8827 | December | 1.4 | 12.12% | 1236.3636 | 31 | 39.8827 | SIMPLE |  |  |  |  | 2014-11-01 12:01 | 11 | 3.28% | 1.3035 | 39.7403 | 0.12941 | 0.31059
2014-01-01 13:00 | 13 | 3.28% | 1.3082 | 1.3082 | 39.8827 | 39.8827 | 0.041667 | 0.1 | 0.1 | 0.1 | 0.1 | 0 | 0 | 2014-01-13 | 39.8827 |  | 11.55 | 100% | 10200 |  |  | Total Household Consumption | 10203.4283 | 0 |  |  | 2014-11-01 13:01 | 12 | 3.28% | 1.3035 | 39.7403 | 0.1951 | 0.46824
2014-01-01 14:00 | 14 | 3.28% | 1.3082 | 1.3082 | 39.8827 | 39.8827 | 0.044608 | 0.10706 | 0.10706 | 0.10706 | 0.10706 | 0 | 0 | 2014-01-14 | 39.8827 | [6 empty] | Average PV Output per kW installed (kWh/kWp) | 1082.4349 | ^ ^ ^ (Does not include customer charge) |  |  | 2014-11-01 14:01 | 13 | 3.28% | 1.3035 | 39.7403 | 0.12402 | 0.29765
2014-01-01 15:00 | 15 | 3.28% | 1.3082 | 1.3082 | 39.8827 | 39.8827 | 0.017647 | 0.042353 | 0.042353 | 0.042353 | 0.042353 | 0 | 0 | 2014-01-15 | 39.8827 | [6 empty] | Average PV System Output (kWh) | 2597.8438 |  |  |  | 2014-11-01 15:01 | 14 | 3.28% | 1.3035 | 39.7403 | 0.044118 | 0.10588
2014-01-01 16:00 | 16 | 3.28% | 1.3082 | 1.3082 | 39.8827 | 39.8827 | 0.0004902 | 0.0011765 | 0.0011765 | 0.0011765 | 0.0011765 | 0 | 0 | 2014-01-16 | 39.8827 | [6 empty] | System Output Offseting Consumption (kWh) | 1920.4052 | 244.8517 |  |  | 2014-11-01 16:01 | 15 | 3.28% | 1.3035 | 39.7403 | 0.011275 | 0.027059
2014-01-01 17:00 | 17 | 4.92% | 1.9622 | 1.9622 | 39.8827 | 39.8827 | 0 | 0 | 0 | 0 | 0 | 0 | 0 | 2014-01-17 | 39.8827 | [6 empty] | System Output Exported (kWh) | 677.4387 | 142.2621 |  |  | 2014-11-01 17:01 | 16 | 4.92% | 1.9552 | 39.7403 | 0.0004902 | 0.0011765
2014-01-01 18:00 | 18 | 6.56% | 2.6163 | 2.6163 | 39.8827 | 39.8827 | 0 | 0 | 0 | 0 | 0 | 0 | 0 | 2014-01-18 | 39.8827 | [6 empty] | Total of Offset and Exported (kWh) | 2597.8438 | 387.1138 |  |  | 2014-11-01 18:01 | 17 | 6.56% | 2.607 | 39.7403 | 0 | 0
2014-01-01 19:00 | 19 | 9.84% | 3.9245 | 3.9245 | 39.8827 | 39.8827 | 0 | 0 | 0 | 0 | 0 | 0 | 0 | 2014-01-19 | 39.8827 | [11 empty] | 2014-11-01 19:01 | 18 | 9.84% | 3.9104 | 39.7403 | 0 | 0
2014-01-01 20:00 | 20 | 8.2% | 3.2704 | 3.2704 | 39.8827 | 39.8827 | 0 | 0 | 0 | 0 | 0 | 0 | 0 | 2014-01-20 | 39.8827 | [11 empty] | 2014-11-01 20:01 | 19 | 8.2% | 3.2587 | 39.7403 | 0 | 0
2014-01-01 21:00 | 21 | 6.56% | 2.6163 | 2.6163 | 39.8827 | 39.8827 | 0 | 0 | 0 | 0 | 0 | 0 | 0 | 2014-01-21 | 39.8827 | [11 empty] | 2014-11-01 21:01 | 20 | 6.56% | 2.607 | 39.7403 | 0 | 0
2014-01-01 22:00 | 22 | 4.92% | 1.9622 | 1.9622 | 39.8827 | 39.8827 | 0 | 0 | 0 | 0 | 0 | 0 | 0 | 2014-01-22 | 39.8827 | [11 empty] | 2014-11-01 22:01 | 21 | 4.92% | 1.9552 | 39.7403 | 0 | 0
2014-01-01 23:00 | 23 | 3.28% | 1.3082 | 1.3082 | 39.8827 | 39.8827 | 0 | 0 | 0 | 0 | 0 | 0 | 0 | 2014-01-23 | 39.8827 | [11 empty] | 2014-11-01 23:01 | 22 | 3.28% | 1.3035 | 39.7403 | 0 | 0
2014-01-02 | 24 | 1.64% | 0.65408 | 0.65408 | 39.8827 | 39.8827 | 0 | 0 | 0 | 0 | 0 | 0 | 0 | 2014-01-24 | 39.8827 | [11 empty] | 2014-11-02 00:01 | 23 | 1.64% | 0.65174 | 39.7403 | 0 | 0
2014-01-02 01:00 | 1 | 1.64% | 0.65408 | 0.65408 | 39.8827 | 39.8827 | 0 | 0 | 0 | 0 | 0 | 0 | 0 | 2014-01-25 | 39.8827 | [13 empty] | 100% | 39.7562 |  |  | 0
2014-01-02 02:00 | 2 | 1.64% | 0.65408 | 0.65408 | 39.8827 | 39.8827 | 0 | 0 | 0 | 0 | 0 | 0 | 0 | 2014-01-26 | 39.8827 | [17 empty] | 0
2014-01-02 03:00 | 3 | 1.64% | 0.65408 | 0.65408 | 39.8827 | 39.8827 | 0 | 0 | 0 | 0 | 0 | 0 | 0 | 2014-01-27 | 39.8827 | [11 empty] | 2014-04-05 01:00 | 0 | 1.64% | 0.38622 | 23.5498 | 0 | 0
2014-01-02 04:00 | 4 | 1.64% | 0.65408 | 0.65408 | 39.8827 | 39.8827 | 0 | 0 | 0 | 0 | 0 | 0 | 0 | 2014-01-28 | 39.8827 | [11 empty] | 2014-04-05 02:00 | 1 | 1.64% | 0.38622 | 23.5498 | 0 | 0
2014-01-02 05:00 | 5 | 1.64% | 0.65408 | 0.65408 | 39.8827 | 39.8827 | 0 | 0 | 0 | 0 | 0 | 0 | 0 | 2014-01-29 | 39.8827 | [11 empty] | 2014-04-05 03:00 | 2 | 1.64% | 0.38622 | 23.5498 | 0 | 0
2014-01-02 06:00 | 6 | 3.28% | 1.3082 | 1.3082 | 39.8827 | 39.8827 | 0 | 0 | 0 | 0 | 0 | 0 | 0 | 2014-01-30 | 39.8827 | [11 empty] | 2014-04-05 04:00 | 3 | 1.64% | 0.38622 | 23.5498 | 0 | 0
2014-01-02 07:00 | 7 | 4.92% | 1.9622 | 1.9622 | 39.8827 | 39.8827 | 0 | 0 | 0 | 0 | 0 | 0 | 0 | 2014-01-31 | 39.8827 | [11 empty] | 2014-04-05 05:00 | 4 | 1.64% | 0.38622 | 23.5498 | 0 | 0
2014-01-02 08:00 | 8 | 6.56% | 2.6163 | 2.6163 | 39.8827 | 39.8827 | 0 | 0 | 0 | 0 | 0 | 0 | 0 | 2014-02-01 | 42.5788 | [11 empty] | 2014-04-05 06:00 | 5 | 3.28% | 0.77243 | 23.5498 | 0.0068627 | 0.016471
2014-01-02 09:00 | 9 | 6.56% | 2.6163 | 2.6163 | 39.8827 | 39.8827 | 0 | 0 | 0 | 0 | 0 | 0 | 0 | 2014-02-02 | 42.5788 | [11 empty] | 2014-04-05 07:00 | 6 | 4.92% | 1.1586 | 23.5498 | 0.14755 | 0.35412
2014-01-02 10:00 | 10 | 4.92% | 1.9622 | 1.9622 | 39.8827 | 39.8827 | 0.002451 | 0.0058824 | 0.0058824 | 0.0058824 | 0.0058824 | 0 | 0 | 2014-02-03 | 42.5788 | [11 empty] | 2014-04-05 08:00 | 7 | 6.56% | 1.5449 | 23.5498 | 0.34069 | 0.81765
2014-01-02 11:00 | 11 | 3.28% | 1.3082 | 1.3082 | 39.8827 | 39.8827 | 0.041667 | 0.1 | 0.1 | 0.1 | 0.1 | 0 | 0 | 2014-02-04 | 42.5788 | [11 empty] | 2014-04-05 09:00 | 8 | 6.56% | 1.5449 | 23.5498 | 0.54412 | 1.3059
2014-01-02 12:00 | 12 | 3.28% | 1.3082 | 1.3082 | 39.8827 | 39.8827 | 0.12108 | 0.29059 | 0.29059 | 0.29059 | 0.29059 | 0 | 0 | 2014-02-05 | 42.5788 | [11 empty] | 2014-04-05 10:00 | 9 | 4.92% | 1.1586 | 23.5498 | 0.76275 | 1.8306
2014-01-02 13:00 | 13 | 3.28% | 1.3082 | 1.3082 | 39.8827 | 39.8827 | 0.12353 | 0.29647 | 0.29647 | 0.29647 | 0.29647 | 0 | 0 | 2014-02-06 | 42.5788 | [11 empty] | 2014-04-05 11:00 | 10 | 3.28% | 0.77243 | 23.5498 | 0.82941 | 1.9906
2014-01-02 14:00 | 14 | 3.28% | 1.3082 | 1.3082 | 39.8827 | 39.8827 | 0.055882 | 0.13412 | 0.13412 | 0.13412 | 0.13412 | 0 | 0 | 2014-02-07 | 42.5788 | [11 empty] | 2014-04-05 12:00 | 11 | 3.28% | 0.77243 | 23.5498 | 0.73775 | 1.7706
2014-01-02 15:00 | 15 | 3.28% | 1.3082 | 1.3082 | 39.8827 | 39.8827 | 0.0058824 | 0.014118 | 0.014118 | 0.014118 | 0.014118 | 0 | 0 | 2014-02-08 | 42.5788 | [11 empty] | 2014-04-05 13:00 | 12 | 3.28% | 0.77243 | 23.5498 | 0.66618 | 1.5988
2014-01-02 16:00 | 16 | 3.28% | 1.3082 | 1.3082 | 39.8827 | 39.8827 | 0 | 0 | 0 | 0 | 0 | 0 | 0 | 2014-02-09 | 42.5788 | January |  |  | 1236.3636 |  | 39.8827 | [5 empty] | 2014-04-05 14:00 | 13 | 3.28% | 0.77243 | 23.5498 | 0.56471 | 1.3553
2014-01-02 17:00 | 17 | 4.92% | 1.9622 | 1.9622 | 39.8827 | 39.8827 | 0 | 0 | 0 | 0 | 0 | 0 | 0 | 2014-02-10 | 42.5788 | February |  |  | 1192.2078 |  | 42.5788 | [5 empty] | 2014-04-05 15:00 | 14 | 3.28% | 0.77243 | 23.5498 | 0.51324 | 1.2318
2014-01-02 18:00 | 18 | 6.56% | 2.6163 | 2.6163 | 39.8827 | 39.8827 | 0 | 0 | 0 | 0 | 0 | 0 | 0 | 2014-02-11 | 42.5788 | March |  |  | 1015.5844 |  | 32.7608 | [5 empty] | 2014-04-05 16:00 | 15 | 3.28% | 0.77243 | 23.5498 | 0.25882 | 0.62118
2014-01-02 19:00 | 19 | 9.84% | 3.9245 | 3.9245 | 39.8827 | 39.8827 | 0 | 0 | 0 | 0 | 0 | 0 | 0 | 2014-02-12 | 42.5788 | April |  |  | 706.4935 |  | 23.5498 | [5 empty] | 2014-04-05 17:00 | 16 | 4.92% | 1.1586 | 23.5498 | 0.15343 | 0.36824
2014-01-02 20:00 | 20 | 8.2% | 3.2704 | 3.2704 | 39.8827 | 39.8827 | 0 | 0 | 0 | 0 | 0 | 0 | 0 | 2014-02-13 | 42.5788 | May |  |  | 529.8701 |  | 17.0926 | [5 empty] | 2014-04-05 18:00 | 17 | 6.56% | 1.5449 | 23.5498 | 0.052451 | 0.12588
2014-01-02 21:00 | 21 | 6.56% | 2.6163 | 2.6163 | 39.8827 | 39.8827 | 0 | 0 | 0 | 0 | 0 | 0 | 0 | 2014-02-14 | 42.5788 | June |  |  | 485.7143 |  | 16.1905 | [5 empty] | 2014-04-05 19:00 | 18 | 9.84% | 2.3173 | 23.5498 | 0.014216 | 0.034118
2014-01-02 22:00 | 22 | 4.92% | 1.9622 | 1.9622 | 39.8827 | 39.8827 | 0 | 0 | 0 | 0 | 0 | 0 | 0 | 2014-02-15 | 42.5788 | July |  |  | 485.7143 |  | 15.6682 | [5 empty] | 2014-04-05 20:00 | 19 | 8.2% | 1.9311 | 23.5498 | 0.0014706 | 0.0035294
2014-01-02 23:00 | 23 | 3.28% | 1.3082 | 1.3082 | 39.8827 | 39.8827 | 0 | 0 | 0 | 0 | 0 | 0 | 0 | 2014-02-16 | 42.5788 | August |  |  | 529.8701 |  | 17.0926 | [5 empty] | 2014-04-05 21:00 | 20 | 6.56% | 1.5449 | 23.5498 | 0 | 0
2014-01-03 | 24 | 1.64% | 0.65408 | 0.65408 | 39.8827 | 39.8827 | 0 | 0 | 0 | 0 | 0 | 0 | 0 | 2014-02-17 | 42.5788 | September |  |  | 618.1818 |  | 20.6061 | [5 empty] | 2014-04-05 22:00 | 21 | 4.92% | 1.1586 | 23.5498 | 0 | 0
2014-01-03 01:00 | 1 | 1.64% | 0.65408 | 0.65408 | 39.8827 | 39.8827 | 0 | 0 | 0 | 0 | 0 | 0 | 0 | 2014-02-18 | 42.5788 | October |  |  | 971.4286 |  | 31.3364 | [5 empty] | 2014-04-05 23:00 | 22 | 3.28% | 0.77243 | 23.5498 | 0 | 0
2014-01-03 02:00 | 2 | 1.64% | 0.65408 | 0.65408 | 39.8827 | 39.8827 | 0 | 0 | 0 | 0 | 0 | 0 | 0 | 2014-02-19 | 42.5788 | November |  |  | 1192.2078 |  | 39.7403 | [5 empty] | 2014-04-06 | 23 | 1.64% | 0.38622 | 23.5498 | 0 | 0
2014-01-03 03:00 | 3 | 1.64% | 0.65408 | 0.65408 | 39.8827 | 39.8827 | 0 | 0 | 0 | 0 | 0 | 0 | 0 | 2014-02-20 | 42.5788 | December |  |  | 1236.3636 |  | 39.8827 | [7 empty] | 100% | 23.5592 |  | 5.5936
2014-01-03 04:00 | 4 | 1.64% | 0.65408 | 0.65408 | 39.8827 | 39.8827 | 0 | 0 | 0 | 0 | 0 | 0 | 0 | 2014-02-21 | 42.5788 |  |  |  | 10200
2014-01-03 05:00 | 5 | 1.64% | 0.65408 | 0.65408 | 39.8827 | 39.8827 | 0 | 0 | 0 | 0 | 0 | 0 | 0 | 2014-02-22 | 42.5788
2014-01-03 06:00 | 6 | 3.28% | 1.3082 | 1.3082 | 39.8827 | 39.8827 | 0 | 0 | 0 | 0 | 0 | 0 | 0 | 2014-02-23 | 42.5788
2014-01-03 07:00 | 7 | 4.92% | 1.9622 | 1.9622 | 39.8827 | 39.8827 | 0 | 0 | 0 | 0 | 0 | 0 | 0 | 2014-02-24 | 42.5788
2014-01-03 08:00 | 8 | 6.56% | 2.6163 | 2.6163 | 39.8827 | 39.8827 | 0 | 0 | 0 | 0 | 0 | 0 | 0 | 2014-02-25 | 42.5788
2014-01-03 09:00 | 9 | 6.56% | 2.6163 | 2.6163 | 39.8827 | 39.8827 | 0 | 0 | 0 | 0 | 0 | 0 | 0 | 2014-02-26 | 42.5788
2014-01-03 10:00 | 10 | 4.92% | 1.9622 | 1.9622 | 39.8827 | 39.8827 | 0.0034314 | 0.0082353 | 0.0082353 | 0.0082353 | 0.0082353 | 0 | 0 | 2014-02-27 | 42.5788
2014-01-03 11:00 | 11 | 3.28% | 1.3082 | 1.3082 | 39.8827 | 39.8827 | 0.032843 | 0.078824 | 0.078824 | 0.078824 | 0.078824 | 0 | 0 | 2014-02-28 | 42.5788 | [11 empty] | 2014-11-01 01:01 | 0 | 1.64% | 0.65174 | 39.7403 | 0 | 0
2014-01-03 12:00 | 12 | 3.28% | 1.3082 | 1.3082 | 39.8827 | 39.8827 | 0.059314 | 0.14235 | 0.14235 | 0.14235 | 0.14235 | 0 | 0 | 2014-03-01 | 32.7608 | [11 empty] | 2014-11-01 02:01 | 1 | 1.64% | 0.65174 | 39.7403 | 0 | 0
2014-01-03 13:00 | 13 | 3.28% | 1.3082 | 1.3082 | 39.8827 | 39.8827 | 0.067157 | 0.16118 | 0.16118 | 0.16118 | 0.16118 | 0 | 0 | 2014-03-02 | 32.7608 | [11 empty] | 2014-11-01 03:01 | 2 | 1.64% | 0.65174 | 39.7403 | 0 | 0
2014-01-03 14:00 | 14 | 3.28% | 1.3082 | 1.3082 | 39.8827 | 39.8827 | 0.031373 | 0.075294 | 0.075294 | 0.075294 | 0.075294 | 0 | 0 | 2014-03-03 | 32.7608 | [11 empty] | 2014-11-01 04:01 | 3 | 1.64% | 0.65174 | 39.7403 | 0 | 0
2014-01-03 15:00 | 15 | 3.28% | 1.3082 | 1.3082 | 39.8827 | 39.8827 | 0.0044118 | 0.010588 | 0.010588 | 0.010588 | 0.010588 | 0 | 0 | 2014-03-04 | 32.7608 | [11 empty] | 2014-11-01 05:01 | 4 | 1.64% | 0.65174 | 39.7403 | 0 | 0
2014-01-03 16:00 | 16 | 3.28% | 1.3082 | 1.3082 | 39.8827 | 39.8827 | 0 | 0 | 0 | 0 | 0 | 0 | 0 | 2014-03-05 | 32.7608 | [11 empty] | 2014-11-01 06:01 | 5 | 3.28% | 1.3035 | 39.7403 | 0 | 0
2014-01-03 17:00 | 17 | 4.92% | 1.9622 | 1.9622 | 39.8827 | 39.8827 | 0 | 0 | 0 | 0 | 0 | 0 | 0 | 2014-03-06 | 32.7608 | [11 empty] | 2014-11-01 07:01 | 6 | 4.92% | 1.9552 | 39.7403 | 0 | 0
2014-01-03 18:00 | 18 | 6.56% | 2.6163 | 2.6163 | 39.8827 | 39.8827 | 0 | 0 | 0 | 0 | 0 | 0 | 0 | 2014-03-07 | 32.7608 | [11 empty] | 2014-11-01 08:01 | 7 | 6.56% | 2.607 | 39.7403 | 0.00098039 | 0.0023529
2014-01-03 19:00 | 19 | 9.84% | 3.9245 | 3.9245 | 39.8827 | 39.8827 | 0 | 0 | 0 | 0 | 0 | 0 | 0 | 2014-03-08 | 32.7608 | [11 empty] | 2014-11-01 09:01 | 8 | 6.56% | 2.607 | 39.7403 | 0.018137 | 0.043529
2014-01-03 20:00 | 20 | 8.2% | 3.2704 | 3.2704 | 39.8827 | 39.8827 | 0 | 0 | 0 | 0 | 0 | 0 | 0 | 2014-03-09 | 32.7608 | [11 empty] | 2014-11-01 10:01 | 9 | 4.92% | 1.9552 | 39.7403 | 0.053431 | 0.12824
2014-01-03 21:00 | 21 | 6.56% | 2.6163 | 2.6163 | 39.8827 | 39.8827 | 0 | 0 | 0 | 0 | 0 | 0 | 0 | 2014-03-10 | 32.7608 | [11 empty] | 2014-11-01 11:01 | 10 | 3.28% | 1.3035 | 39.7403 | 0.13333 | 0.32
2014-01-03 22:00 | 22 | 4.92% | 1.9622 | 1.9622 | 39.8827 | 39.8827 | 0 | 0 | 0 | 0 | 0 | 0 | 0 | 2014-03-11 | 32.7608 | [11 empty] | 2014-11-01 12:01 | 11 | 3.28% | 1.3035 | 39.7403 | 0.12941 | 0.31059
2014-01-03 23:00 | 23 | 3.28% | 1.3082 | 1.3082 | 39.8827 | 39.8827 | 0 | 0 | 0 | 0 | 0 | 0 | 0 | 2014-03-12 | 32.7608 | [11 empty] | 2014-11-01 13:01 | 12 | 3.28% | 1.3035 | 39.7403 | 0.1951 | 0.46824
2014-01-04 | 24 | 1.64% | 0.65408 | 0.65408 | 39.8827 | 39.8827 | 0 | 0 | 0 | 0 | 0 | 0 | 0 | 2014-03-13 | 32.7608 | [11 empty] | 2014-11-01 14:01 | 13 | 3.28% | 1.3035 | 39.7403 | 0.12402 | 0.29765
2014-01-04 01:00 | 1 | 1.64% | 0.65408 | 0.65408 | 39.8827 | 39.8827 | 0 | 0 | 0 | 0 | 0 | 0 | 0 | 2014-03-14 | 32.7608 | [11 empty] | 2014-11-01 15:01 | 14 | 3.28% | 1.3035 | 39.7403 | 0.044118 | 0.10588
2014-01-04 02:00 | 2 | 1.64% | 0.65408 | 0.65408 | 39.8827 | 39.8827 | 0 | 0 | 0 | 0 | 0 | 0 | 0 | 2014-03-15 | 32.7608 | [11 empty] | 2014-11-01 16:01 | 15 | 3.28% | 1.3035 | 39.7403 | 0.011275 | 0.027059
2014-01-04 03:00 | 3 | 1.64% | 0.65408 | 0.65408 | 39.8827 | 39.8827 | 0 | 0 | 0 | 0 | 0 | 0 | 0 | 2014-03-16 | 32.7608 | [11 empty] | 2014-11-01 17:01 | 16 | 4.92% | 1.9552 | 39.7403 | 0.0004902 | 0.0011765
2014-01-04 04:00 | 4 | 1.64% | 0.65408 | 0.65408 | 39.8827 | 39.8827 | 0 | 0 | 0 | 0 | 0 | 0 | 0 | 2014-03-17 | 32.7608 | [11 empty] | 2014-11-01 18:01 | 17 | 6.56% | 2.607 | 39.7403 | 0 | 0
2014-01-04 05:00 | 5 | 1.64% | 0.65408 | 0.65408 | 39.8827 | 39.8827 | 0 | 0 | 0 | 0 | 0 | 0 | 0 | 2014-03-18 | 32.7608 | [11 empty] | 2014-11-01 19:01 | 18 | 9.84% | 3.9104 | 39.7403 | 0 | 0
2014-01-04 06:00 | 6 | 3.28% | 1.3082 | 1.3082 | 39.8827 | 39.8827 | 0 | 0 | 0 | 0 | 0 | 0 | 0 | 2014-03-19 | 32.7608 | [11 empty] | 2014-11-01 20:01 | 19 | 8.2% | 3.2587 | 39.7403 | 0 | 0
2014-01-04 07:00 | 7 | 4.92% | 1.9622 | 1.9622 | 39.8827 | 39.8827 | 0 | 0 | 0 | 0 | 0 | 0 | 0 | 2014-03-20 | 32.7608 | [11 empty] | 2014-11-01 21:01 | 20 | 6.56% | 2.607 | 39.7403 | 0 | 0
2014-01-04 08:00 | 8 | 6.56% | 2.6163 | 2.6163 | 39.8827 | 39.8827 | 0 | 0 | 0 | 0 | 0 | 0 | 0 | 2014-03-21 | 32.7608 | [11 empty] | 2014-11-01 22:01 | 21 | 4.92% | 1.9552 | 39.7403 | 0 | 0
2014-01-04 09:00 | 9 | 6.56% | 2.6163 | 2.6163 | 39.8827 | 39.8827 | 0 | 0 | 0 | 0 | 0 | 0 | 0 | 2014-03-22 | 32.7608 | [11 empty] | 2014-11-01 23:01 | 22 | 3.28% | 1.3035 | 39.7403 | 0 | 0
2014-01-04 10:00 | 10 | 4.92% | 1.9622 | 1.9622 | 39.8827 | 39.8827 | 0.0063725 | 0.015294 | 0.015294 | 0.015294 | 0.015294 | 0 | 0 | 2014-03-23 | 32.7608 | [11 empty] | 2014-11-02 00:01 | 23 | 1.64% | 0.65174 | 39.7403 | 0 | 0
2014-01-04 11:00 | 11 | 3.28% | 1.3082 | 1.3082 | 39.8827 | 39.8827 | 0.044608 | 0.10706 | 0.10706 | 0.10706 | 0.10706 | 0 | 0 | 2014-03-24 | 32.7608 | [13 empty] | 100% | 39.7562 |  |  | 0
2014-01-04 12:00 | 12 | 3.28% | 1.3082 | 1.3082 | 39.8827 | 39.8827 | 0.14755 | 0.35412 | 0.35412 | 0.35412 | 0.35412 | 0 | 0 | 2014-03-25 | 32.7608 | [17 empty] | 0
2014-01-04 13:00 | 13 | 3.28% | 1.3082 | 1.3082 | 39.8827 | 39.8827 | 0.19167 | 0.46 | 0.46 | 0.46 | 0.46 | 0 | 0 | 2014-03-26 | 32.7608 | [11 empty] | 2014-04-05 01:00 | 0 | 1.64% | 0.38622 | 23.5498 | 0 | 0
2014-01-04 14:00 | 14 | 3.28% | 1.3082 | 1.3082 | 39.8827 | 39.8827 | 0.084804 | 0.20353 | 0.20353 | 0.20353 | 0.20353 | 0 | 0 | 2014-03-27 | 32.7608 | [11 empty] | 2014-04-05 02:00 | 1 | 1.64% | 0.38622 | 23.5498 | 0 | 0
2014-01-04 15:00 | 15 | 3.28% | 1.3082 | 1.3082 | 39.8827 | 39.8827 | 0.0078431 | 0.018824 | 0.018824 | 0.018824 | 0.018824 | 0 | 0 | 2014-03-28 | 32.7608 | [11 empty] | 2014-04-05 03:00 | 2 | 1.64% | 0.38622 | 23.5498 | 0 | 0
2014-01-04 16:00 | 16 | 3.28% | 1.3082 | 1.3082 | 39.8827 | 39.8827 | 0.0014706 | 0.0035294 | 0.0035294 | 0.0035294 | 0.0035294 | 0 | 0 | 2014-03-29 | 32.7608 | [11 empty] | 2014-04-05 04:00 | 3 | 1.64% | 0.38622 | 23.5498 | 0 | 0
2014-01-04 17:00 | 17 | 4.92% | 1.9622 | 1.9622 | 39.8827 | 39.8827 | 0 | 0 | 0 | 0 | 0 | 0 | 0 | 2014-03-30 | 32.7608 | [11 empty] | 2014-04-05 05:00 | 4 | 1.64% | 0.38622 | 23.5498 | 0 | 0
2014-01-04 18:00 | 18 | 6.56% | 2.6163 | 2.6163 | 39.8827 | 39.8827 | 0 | 0 | 0 | 0 | 0 | 0 | 0 | 2014-03-31 | 32.7608 | [11 empty] | 2014-04-05 06:00 | 5 | 3.28% | 0.77243 | 23.5498 | 0.0068627 | 0.016471
2014-01-04 19:00 | 19 | 9.84% | 3.9245 | 3.9245 | 39.8827 | 39.8827 | 0 | 0 | 0 | 0 | 0 | 0 | 0 | 2014-04-01 | 23.5498 | [11 empty] | 2014-04-05 07:00 | 6 | 4.92% | 1.1586 | 23.5498 | 0.14755 | 0.35412
2014-01-04 20:00 | 20 | 8.2% | 3.2704 | 3.2704 | 39.8827 | 39.8827 | 0 | 0 | 0 | 0 | 0 | 0 | 0 | 2014-04-02 | 23.5498 | [11 empty] | 2014-04-05 08:00 | 7 | 6.56% | 1.5449 | 23.5498 | 0.34069 | 0.81765
2014-01-04 21:00 | 21 | 6.56% | 2.6163 | 2.6163 | 39.8827 | 39.8827 | 0 | 0 | 0 | 0 | 0 | 0 | 0 | 2014-04-03 | 23.5498 | [11 empty] | 2014-04-05 09:00 | 8 | 6.56% | 1.5449 | 23.5498 | 0.54412 | 1.3059
2014-01-04 22:00 | 22 | 4.92% | 1.9622 | 1.9622 | 39.8827 | 39.8827 | 0 | 0 | 0 | 0 | 0 | 0 | 0 | 2014-04-04 | 23.5498 | [11 empty] | 2014-04-05 10:00 | 9 | 4.92% | 1.1586 | 23.5498 | 0.76275 | 1.8306
2014-01-04 23:00 | 23 | 3.28% | 1.3082 | 1.3082 | 39.8827 | 39.8827 | 0 | 0 | 0 | 0 | 0 | 0 | 0 | 2014-04-05 | 23.5498 | [11 empty] | 2014-04-05 11:00 | 10 | 3.28% | 0.77243 | 23.5498 | 0.82941 | 1.9906
2014-01-05 | 24 | 1.64% | 0.65408 | 0.65408 | 39.8827 | 39.8827 | 0 | 0 | 0 | 0 | 0 | 0 | 0 | 2014-04-06 | 23.5498 | [11 empty] | 2014-04-05 12:00 | 11 | 3.28% | 0.77243 | 23.5498 | 0.73775 | 1.7706
2014-01-05 01:00 | 1 | 1.64% | 0.65408 | 0.65408 | 39.8827 | 39.8827 | 0 | 0 | 0 | 0 | 0 | 0 | 0 | 2014-04-07 | 23.5498 | [11 empty] | 2014-04-05 13:00 | 12 | 3.28% | 0.77243 | 23.5498 | 0.66618 | 1.5988
2014-01-05 02:00 | 2 | 1.64% | 0.65408 | 0.65408 | 39.8827 | 39.8827 | 0 | 0 | 0 | 0 | 0 | 0 | 0 | 2014-04-08 | 23.5498 | [11 empty] | 2014-04-05 14:00 | 13 | 3.28% | 0.77243 | 23.5498 | 0.56471 | 1.3553
2014-01-05 03:00 | 3 | 1.64% | 0.65408 | 0.65408 | 39.8827 | 39.8827 | 0 | 0 | 0 | 0 | 0 | 0 | 0 | 2014-04-09 | 23.5498 | [11 empty] | 2014-04-05 15:00 | 14 | 3.28% | 0.77243 | 23.5498 | 0.51324 | 1.2318
2014-01-05 04:00 | 4 | 1.64% | 0.65408 | 0.65408 | 39.8827 | 39.8827 | 0 | 0 | 0 | 0 | 0 | 0 | 0 | 2014-04-10 | 23.5498 | [11 empty] | 2014-04-05 16:00 | 15 | 3.28% | 0.77243 | 23.5498 | 0.25882 | 0.62118
2014-01-05 05:00 | 5 | 1.64% | 0.65408 | 0.65408 | 39.8827 | 39.8827 | 0 | 0 | 0 | 0 | 0 | 0 | 0 | 2014-04-11 | 23.5498 | [11 empty] | 2014-04-05 17:00 | 16 | 4.92% | 1.1586 | 23.5498 | 0.15343 | 0.36824
2014-01-05 06:00 | 6 | 3.28% | 1.3082 | 1.3082 | 39.8827 | 39.8827 | 0 | 0 | 0 | 0 | 0 | 0 | 0 | 2014-04-12 | 23.5498 | [11 empty] | 2014-04-05 18:00 | 17 | 6.56% | 1.5449 | 23.5498 | 0.052451 | 0.12588
2014-01-05 07:00 | 7 | 4.92% | 1.9622 | 1.9622 | 39.8827 | 39.8827 | 0 | 0 | 0 | 0 | 0 | 0 | 0 | 2014-04-13 | 23.5498 | [11 empty] | 2014-04-05 19:00 | 18 | 9.84% | 2.3173 | 23.5498 | 0.014216 | 0.034118
2014-01-05 08:00 | 8 | 6.56% | 2.6163 | 2.6163 | 39.8827 | 39.8827 | 0 | 0 | 0 | 0 | 0 | 0 | 0 | 2014-04-14 | 23.5498 | [11 empty] | 2014-04-05 20:00 | 19 | 8.2% | 1.9311 | 23.5498 | 0.0014706 | 0.0035294
2014-01-05 09:00 | 9 | 6.56% | 2.6163 | 2.6163 | 39.8827 | 39.8827 | 0 | 0 | 0 | 0 | 0 | 0 | 0 | 2014-04-15 | 23.5498 | [11 empty] | 2014-04-05 21:00 | 20 | 6.56% | 1.5449 | 23.5498 | 0 | 0
2014-01-05 10:00 | 10 | 4.92% | 1.9622 | 1.9622 | 39.8827 | 39.8827 | 0.0078431 | 0.018824 | 0.018824 | 0.018824 | 0.018824 | 0 | 0 | 2014-04-16 | 23.5498 | [11 empty] | 2014-04-05 22:00 | 21 | 4.92% | 1.1586 | 23.5498 | 0 | 0
2014-01-05 11:00 | 11 | 3.28% | 1.3082 | 1.3082 | 39.8827 | 39.8827 | 0.061275 | 0.14706 | 0.14706 | 0.14706 | 0.14706 | 0 | 0 | 2014-04-17 | 23.5498 | [11 empty] | 2014-04-05 23:00 | 22 | 3.28% | 0.77243 | 23.5498 | 0 | 0
2014-01-05 12:00 | 12 | 3.28% | 1.3082 | 1.3082 | 39.8827 | 39.8827 | 0.1402 | 0.33647 | 0.33647 | 0.33647 | 0.33647 | 0 | 0 | 2014-04-18 | 23.5498 | [11 empty] | 2014-04-06 | 23 | 1.64% | 0.38622 | 23.5498 | 0 | 0
2014-01-05 13:00 | 13 | 3.28% | 1.3082 | 1.3082 | 39.8827 | 39.8827 | 0.081863 | 0.19647 | 0.19647 | 0.19647 | 0.19647 | 0 | 0 | 2014-04-19 | 23.5498 | [13 empty] | 100% | 23.5592 |  | 5.5936
2014-01-05 14:00 | 14 | 3.28% | 1.3082 | 1.3082 | 39.8827 | 39.8827 | 0.028431 | 0.068235 | 0.068235 | 0.068235 | 0.068235 | 0 | 0 | 2014-04-20 | 23.5498
2014-01-05 15:00 | 15 | 3.28% | 1.3082 | 1.3082 | 39.8827 | 39.8827 | 0.0088235 | 0.021176 | 0.021176 | 0.021176 | 0.021176 | 0 | 0 | 2014-04-21 | 23.5498
2014-01-05 16:00 | 16 | 3.28% | 1.3082 | 1.3082 | 39.8827 | 39.8827 | 0.0004902 | 0.0011765 | 0.0011765 | 0.0011765 | 0.0011765 | 0 | 0 | 2014-04-22 | 23.5498
2014-01-05 17:00 | 17 | 4.92% | 1.9622 | 1.9622 | 39.8827 | 39.8827 | 0 | 0 | 0 | 0 | 0 | 0 | 0 | 2014-04-23 | 23.5498
2014-01-05 18:00 | 18 | 6.56% | 2.6163 | 2.6163 | 39.8827 | 39.8827 | 0 | 0 | 0 | 0 | 0 | 0 | 0 | 2014-04-24 | 23.5498
2014-01-05 19:00 | 19 | 9.84% | 3.9245 | 3.9245 | 39.8827 | 39.8827 | 0 | 0 | 0 | 0 | 0 | 0 | 0 | 2014-04-25 | 23.5498
2014-01-05 20:00 | 20 | 8.2% | 3.2704 | 3.2704 | 39.8827 | 39.8827 | 0 | 0 | 0 | 0 | 0 | 0 | 0 | 2014-04-26 | 23.5498
2014-01-05 21:00 | 21 | 6.56% | 2.6163 | 2.6163 | 39.8827 | 39.8827 | 0 | 0 | 0 | 0 | 0 | 0 | 0 | 2014-04-27 | 23.5498
2014-01-05 22:00 | 22 | 4.92% | 1.9622 | 1.9622 | 39.8827 | 39.8827 | 0 | 0 | 0 | 0 | 0 | 0 | 0 | 2014-04-28 | 23.5498
2014-01-05 23:00 | 23 | 3.28% | 1.3082 | 1.3082 | 39.8827 | 39.8827 | 0 | 0 | 0 | 0 | 0 | 0 | 0 | 2014-04-29 | 23.5498
2014-01-06 | 24 | 1.64% | 0.65408 | 0.65408 | 39.8827 | 39.8827 | 0 | 0 | 0 | 0 | 0 | 0 | 0 | 2014-04-30 | 23.5498
2014-01-06 01:00 | 1 | 1.64% | 0.65408 | 0.65408 | 39.8827 | 39.8827 | 0 | 0 | 0 | 0 | 0 | 0 | 0 | 2014-05-01 | 17.0926
2014-01-06 02:00 | 2 | 1.64% | 0.65408 | 0.65408 | 39.8827 | 39.8827 | 0 | 0 | 0 | 0 | 0 | 0 | 0 | 2014-05-02 | 17.0926
2014-01-06 03:00 | 3 | 1.64% | 0.65408 | 0.65408 | 39.8827 | 39.8827 | 0 | 0 | 0 | 0 | 0 | 0 | 0 | 2014-05-03 | 17.0926
2014-01-06 04:00 | 4 | 1.64% | 0.65408 | 0.65408 | 39.8827 | 39.8827 | 0 | 0 | 0 | 0 | 0 | 0 | 0 | 2014-05-04 | 17.0926
2014-01-06 05:00 | 5 | 1.64% | 0.65408 | 0.65408 | 39.8827 | 39.8827 | 0 | 0 | 0 | 0 | 0 | 0 | 0 | 2014-05-05 | 17.0926
2014-01-06 06:00 | 6 | 3.28% | 1.3082 | 1.3082 | 39.8827 | 39.8827 | 0 | 0 | 0 | 0 | 0 | 0 | 0 | 2014-05-06 | 17.0926
2014-01-06 07:00 | 7 | 4.92% | 1.9622 | 1.9622 | 39.8827 | 39.8827 | 0 | 0 | 0 | 0 | 0 | 0 | 0 | 2014-05-07 | 17.0926
2014-01-06 08:00 | 8 | 6.56% | 2.6163 | 2.6163 | 39.8827 | 39.8827 | 0 | 0 | 0 | 0 | 0 | 0 | 0 | 2014-05-08 | 17.0926
2014-01-06 09:00 | 9 | 6.56% | 2.6163 | 2.6163 | 39.8827 | 39.8827 | 0 | 0 | 0 | 0 | 0 | 0 | 0 | 2014-05-09 | 17.0926
2014-01-06 10:00 | 10 | 4.92% | 1.9622 | 1.9622 | 39.8827 | 39.8827 | 0.010294 | 0.024706 | 0.024706 | 0.024706 | 0.024706 | 0 | 0 | 2014-05-10 | 17.0926
2014-01-06 11:00 | 11 | 3.28% | 1.3082 | 1.3082 | 39.8827 | 39.8827 | 0.087745 | 0.21059 | 0.21059 | 0.21059 | 0.21059 | 0 | 0 | 2014-05-11 | 17.0926
2014-01-06 12:00 | 12 | 3.28% | 1.3082 | 1.3082 | 39.8827 | 39.8827 | 0.22206 | 0.53294 | 0.53294 | 0.53294 | 0.53294 | 0 | 0 | 2014-05-12 | 17.0926
2014-01-06 13:00 | 13 | 3.28% | 1.3082 | 1.3082 | 39.8827 | 39.8827 | 0.19902 | 0.47765 | 0.47765 | 0.47765 | 0.47765 | 0 | 0 | 2014-05-13 | 17.0926
2014-01-06 14:00 | 14 | 3.28% | 1.3082 | 1.3082 | 39.8827 | 39.8827 | 0.13382 | 0.32118 | 0.32118 | 0.32118 | 0.32118 | 0 | 0 | 2014-05-14 | 17.0926
2014-01-06 15:00 | 15 | 3.28% | 1.3082 | 1.3082 | 39.8827 | 39.8827 | 0.029902 | 0.071765 | 0.071765 | 0.071765 | 0.071765 | 0 | 0 | 2014-05-15 | 17.0926
2014-01-06 16:00 | 16 | 3.28% | 1.3082 | 1.3082 | 39.8827 | 39.8827 | 0.0029412 | 0.0070588 | 0.0070588 | 0.0070588 | 0.0070588 | 0 | 0 | 2014-05-16 | 17.0926
2014-01-06 17:00 | 17 | 4.92% | 1.9622 | 1.9622 | 39.8827 | 39.8827 | 0 | 0 | 0 | 0 | 0 | 0 | 0 | 2014-05-17 | 17.0926
2014-01-06 18:00 | 18 | 6.56% | 2.6163 | 2.6163 | 39.8827 | 39.8827 | 0 | 0 | 0 | 0 | 0 | 0 | 0 | 2014-05-18 | 17.0926
2014-01-06 19:00 | 19 | 9.84% | 3.9245 | 3.9245 | 39.8827 | 39.8827 | 0 | 0 | 0 | 0 | 0 | 0 | 0 | 2014-05-19 | 17.0926
2014-01-06 20:00 | 20 | 8.2% | 3.2704 | 3.2704 | 39.8827 | 39.8827 | 0 | 0 | 0 | 0 | 0 | 0 | 0 | 2014-05-20 | 17.0926
2014-01-06 21:00 | 21 | 6.56% | 2.6163 | 2.6163 | 39.8827 | 39.8827 | 0 | 0 | 0 | 0 | 0 | 0 | 0 | 2014-05-21 | 17.0926
2014-01-06 22:00 | 22 | 4.92% | 1.9622 | 1.9622 | 39.8827 | 39.8827 | 0 | 0 | 0 | 0 | 0 | 0 | 0 | 2014-05-22 | 17.0926
2014-01-06 23:00 | 23 | 3.28% | 1.3082 | 1.3082 | 39.8827 | 39.8827 | 0 | 0 | 0 | 0 | 0 | 0 | 0 | 2014-05-23 | 17.0926
2014-01-07 | 24 | 1.64% | 0.65408 | 0.65408 | 39.8827 | 39.8827 | 0 | 0 | 0 | 0 | 0 | 0 | 0 | 2014-05-24 | 17.0926
2014-01-07 01:00 | 1 | 1.64% | 0.65408 | 0.65408 | 39.8827 | 39.8827 | 0 | 0 | 0 | 0 | 0 | 0 | 0 | 2014-05-25 | 17.0926
2014-01-07 02:00 | 2 | 1.64% | 0.65408 | 0.65408 | 39.8827 | 39.8827 | 0 | 0 | 0 | 0 | 0 | 0 | 0 | 2014-05-26 | 17.0926
2014-01-07 03:00 | 3 | 1.64% | 0.65408 | 0.65408 | 39.8827 | 39.8827 | 0 | 0 | 0 | 0 | 0 | 0 | 0 | 2014-05-27 | 17.0926
2014-01-07 04:00 | 4 | 1.64% | 0.65408 | 0.65408 | 39.8827 | 39.8827 | 0 | 0 | 0 | 0 | 0 | 0 | 0 | 2014-05-28 | 17.0926
2014-01-07 05:00 | 5 | 1.64% | 0.65408 | 0.65408 | 39.8827 | 39.8827 | 0 | 0 | 0 | 0 | 0 | 0 | 0 | 2014-05-29 | 17.0926
2014-01-07 06:00 | 6 | 3.28% | 1.3082 | 1.3082 | 39.8827 | 39.8827 | 0 | 0 | 0 | 0 | 0 | 0 | 0 | 2014-05-30 | 17.0926
2014-01-07 07:00 | 7 | 4.92% | 1.9622 | 1.9622 | 39.8827 | 39.8827 | 0 | 0 | 0 | 0 | 0 | 0 | 0 | 2014-05-31 | 17.0926
2014-01-07 08:00 | 8 | 6.56% | 2.6163 | 2.6163 | 39.8827 | 39.8827 | 0 | 0 | 0 | 0 | 0 | 0 | 0 | 2014-06-01 | 16.1905
2014-01-07 09:00 | 9 | 6.56% | 2.6163 | 2.6163 | 39.8827 | 39.8827 | 0 | 0 | 0 | 0 | 0 | 0 | 0 | 2014-06-02 | 16.1905
2014-01-07 10:00 | 10 | 4.92% | 1.9622 | 1.9622 | 39.8827 | 39.8827 | 0.0004902 | 0.0011765 | 0.0011765 | 0.0011765 | 0.0011765 | 0 | 0 | 2014-06-03 | 16.1905
2014-01-07 11:00 | 11 | 3.28% | 1.3082 | 1.3082 | 39.8827 | 39.8827 | 0.014706 | 0.035294 | 0.035294 | 0.035294 | 0.035294 | 0 | 0 | 2014-06-04 | 16.1905
2014-01-07 12:00 | 12 | 3.28% | 1.3082 | 1.3082 | 39.8827 | 39.8827 | 0.031863 | 0.076471 | 0.076471 | 0.076471 | 0.076471 | 0 | 0 | 2014-06-05 | 16.1905
2014-01-07 13:00 | 13 | 3.28% | 1.3082 | 1.3082 | 39.8827 | 39.8827 | 0.069608 | 0.16706 | 0.16706 | 0.16706 | 0.16706 | 0 | 0 | 2014-06-06 | 16.1905
2014-01-07 14:00 | 14 | 3.28% | 1.3082 | 1.3082 | 39.8827 | 39.8827 | 0.030392 | 0.072941 | 0.072941 | 0.072941 | 0.072941 | 0 | 0 | 2014-06-07 | 16.1905
2014-01-07 15:00 | 15 | 3.28% | 1.3082 | 1.3082 | 39.8827 | 39.8827 | 0.0098039 | 0.023529 | 0.023529 | 0.023529 | 0.023529 | 0 | 0 | 2014-06-08 | 16.1905
2014-01-07 16:00 | 16 | 3.28% | 1.3082 | 1.3082 | 39.8827 | 39.8827 | 0 | 0 | 0 | 0 | 0 | 0 | 0 | 2014-06-09 | 16.1905
2014-01-07 17:00 | 17 | 4.92% | 1.9622 | 1.9622 | 39.8827 | 39.8827 | 0 | 0 | 0 | 0 | 0 | 0 | 0 | 2014-06-10 | 16.1905
2014-01-07 18:00 | 18 | 6.56% | 2.6163 | 2.6163 | 39.8827 | 39.8827 | 0 | 0 | 0 | 0 | 0 | 0 | 0 | 2014-06-11 | 16.1905
2014-01-07 19:00 | 19 | 9.84% | 3.9245 | 3.9245 | 39.8827 | 39.8827 | 0 | 0 | 0 | 0 | 0 | 0 | 0 | 2014-06-12 | 16.1905
2014-01-07 20:00 | 20 | 8.2% | 3.2704 | 3.2704 | 39.8827 | 39.8827 | 0 | 0 | 0 | 0 | 0 | 0 | 0 | 2014-06-13 | 16.1905
2014-01-07 21:00 | 21 | 6.56% | 2.6163 | 2.6163 | 39.8827 | 39.8827 | 0 | 0 | 0 | 0 | 0 | 0 | 0 | 2014-06-14 | 16.1905
2014-01-07 22:00 | 22 | 4.92% | 1.9622 | 1.9622 | 39.8827 | 39.8827 | 0 | 0 | 0 | 0 | 0 | 0 | 0 | 2014-06-15 | 16.1905
2014-01-07 23:00 | 23 | 3.28% | 1.3082 | 1.3082 | 39.8827 | 39.8827 | 0 | 0 | 0 | 0 | 0 | 0 | 0 | 2014-06-16 | 16.1905
2014-01-08 | 24 | 1.64% | 0.65408 | 0.65408 | 39.8827 | 39.8827 | 0 | 0 | 0 | 0 | 0 | 0 | 0 | 2014-06-17 | 16.1905
2014-01-08 01:00 | 1 | 1.64% | 0.65408 | 0.65408 | 39.8827 | 39.8827 | 0 | 0 | 0 | 0 | 0 | 0 | 0 | 2014-06-18 | 16.1905
2014-01-08 02:00 | 2 | 1.64% | 0.65408 | 0.65408 | 39.8827 | 39.8827 | 0 | 0 | 0 | 0 | 0 | 0 | 0 | 2014-06-19 | 16.1905
2014-01-08 03:00 | 3 | 1.64% | 0.65408 | 0.65408 | 39.8827 | 39.8827 | 0 | 0 | 0 | 0 | 0 | 0 | 0 | 2014-06-20 | 16.1905
2014-01-08 04:00 | 4 | 1.64% | 0.65408 | 0.65408 | 39.8827 | 39.8827 | 0 | 0 | 0 | 0 | 0 | 0 | 0 | 2014-06-21 | 16.1905
2014-01-08 05:00 | 5 | 1.64% | 0.65408 | 0.65408 | 39.8827 | 39.8827 | 0 | 0 | 0 | 0 | 0 | 0 | 0 | 2014-06-22 | 16.1905
2014-01-08 06:00 | 6 | 3.28% | 1.3082 | 1.3082 | 39.8827 | 39.8827 | 0 | 0 | 0 | 0 | 0 | 0 | 0 | 2014-06-23 | 16.1905
2014-01-08 07:00 | 7 | 4.92% | 1.9622 | 1.9622 | 39.8827 | 39.8827 | 0 | 0 | 0 | 0 | 0 | 0 | 0 | 2014-06-24 | 16.1905
2014-01-08 08:00 | 8 | 6.56% | 2.6163 | 2.6163 | 39.8827 | 39.8827 | 0 | 0 | 0 | 0 | 0 | 0 | 0 | 2014-06-25 | 16.1905
2014-01-08 09:00 | 9 | 6.56% | 2.6163 | 2.6163 | 39.8827 | 39.8827 | 0 | 0 | 0 | 0 | 0 | 0 | 0 | 2014-06-26 | 16.1905
2014-01-08 10:00 | 10 | 4.92% | 1.9622 | 1.9622 | 39.8827 | 39.8827 | 0.0014706 | 0.0035294 | 0.0035294 | 0.0035294 | 0.0035294 | 0 | 0 | 2014-06-27 | 16.1905
2014-01-08 11:00 | 11 | 3.28% | 1.3082 | 1.3082 | 39.8827 | 39.8827 | 0.013725 | 0.032941 | 0.032941 | 0.032941 | 0.032941 | 0 | 0 | 2014-06-28 | 16.1905
2014-01-08 12:00 | 12 | 3.28% | 1.3082 | 1.3082 | 39.8827 | 39.8827 | 0.048039 | 0.11529 | 0.11529 | 0.11529 | 0.11529 | 0 | 0 | 2014-06-29 | 16.1905
2014-01-08 13:00 | 13 | 3.28% | 1.3082 | 1.3082 | 39.8827 | 39.8827 | 0.12402 | 0.29765 | 0.29765 | 0.29765 | 0.29765 | 0 | 0 | 2014-06-30 | 16.1905
2014-01-08 14:00 | 14 | 3.28% | 1.3082 | 1.3082 | 39.8827 | 39.8827 | 0.081373 | 0.19529 | 0.19529 | 0.19529 | 0.19529 | 0 | 0 | 2014-07-01 | 15.6682
2014-01-08 15:00 | 15 | 3.28% | 1.3082 | 1.3082 | 39.8827 | 39.8827 | 0.02549 | 0.061176 | 0.061176 | 0.061176 | 0.061176 | 0 | 0 | 2014-07-02 | 15.6682
2014-01-08 16:00 | 16 | 3.28% | 1.3082 | 1.3082 | 39.8827 | 39.8827 | 0.0004902 | 0.0011765 | 0.0011765 | 0.0011765 | 0.0011765 | 0 | 0 | 2014-07-03 | 15.6682
2014-01-08 17:00 | 17 | 4.92% | 1.9622 | 1.9622 | 39.8827 | 39.8827 | 0 | 0 | 0 | 0 | 0 | 0 | 0 | 2014-07-04 | 15.6682
2014-01-08 18:00 | 18 | 6.56% | 2.6163 | 2.6163 | 39.8827 | 39.8827 | 0 | 0 | 0 | 0 | 0 | 0 | 0 | 2014-07-05 | 15.6682
2014-01-08 19:00 | 19 | 9.84% | 3.9245 | 3.9245 | 39.8827 | 39.8827 | 0 | 0 | 0 | 0 | 0 | 0 | 0 | 2014-07-06 | 15.6682
2014-01-08 20:00 | 20 | 8.2% | 3.2704 | 3.2704 | 39.8827 | 39.8827 | 0 | 0 | 0 | 0 | 0 | 0 | 0 | 2014-07-07 | 15.6682
2014-01-08 21:00 | 21 | 6.56% | 2.6163 | 2.6163 | 39.8827 | 39.8827 | 0 | 0 | 0 | 0 | 0 | 0 | 0 | 2014-07-08 | 15.6682
2014-01-08 22:00 | 22 | 4.92% | 1.9622 | 1.9622 | 39.8827 | 39.8827 | 0 | 0 | 0 | 0 | 0 | 0 | 0 | 2014-07-09 | 15.6682
2014-01-08 23:00 | 23 | 3.28% | 1.3082 | 1.3082 | 39.8827 | 39.8827 | 0 | 0 | 0 | 0 | 0 | 0 | 0 | 2014-07-10 | 15.6682
2014-01-09 | 24 | 1.64% | 0.65408 | 0.65408 | 39.8827 | 39.8827 | 0 | 0 | 0 | 0 | 0 | 0 | 0 | 2014-07-11 | 15.6682
2014-01-09 01:00 | 1 | 1.64% | 0.65408 | 0.65408 | 39.8827 | 39.8827 | 0 | 0 | 0 | 0 | 0 | 0 | 0 | 2014-07-12 | 15.6682
2014-01-09 02:00 | 2 | 1.64% | 0.65408 | 0.65408 | 39.8827 | 39.8827 | 0 | 0 | 0 | 0 | 0 | 0 | 0 | 2014-07-13 | 15.6682
2014-01-09 03:00 | 3 | 1.64% | 0.65408 | 0.65408 | 39.8827 | 39.8827 | 0 | 0 | 0 | 0 | 0 | 0 | 0 | 2014-07-14 | 15.6682
2014-01-09 04:00 | 4 | 1.64% | 0.65408 | 0.65408 | 39.8827 | 39.8827 | 0 | 0 | 0 | 0 | 0 | 0 | 0 | 2014-07-15 | 15.6682
2014-01-09 05:00 | 5 | 1.64% | 0.65408 | 0.65408 | 39.8827 | 39.8827 | 0 | 0 | 0 | 0 | 0 | 0 | 0 | 2014-07-16 | 15.6682
2014-01-09 06:00 | 6 | 3.28% | 1.3082 | 1.3082 | 39.8827 | 39.8827 | 0 | 0 | 0 | 0 | 0 | 0 | 0 | 2014-07-17 | 15.6682
2014-01-09 07:00 | 7 | 4.92% | 1.9622 | 1.9622 | 39.8827 | 39.8827 | 0 | 0 | 0 | 0 | 0 | 0 | 0 | 2014-07-18 | 15.6682
2014-01-09 08:00 | 8 | 6.56% | 2.6163 | 2.6163 | 39.8827 | 39.8827 | 0 | 0 | 0 | 0 | 0 | 0 | 0 | 2014-07-19 | 15.6682
2014-01-09 09:00 | 9 | 6.56% | 2.6163 | 2.6163 | 39.8827 | 39.8827 | 0 | 0 | 0 | 0 | 0 | 0 | 0 | 2014-07-20 | 15.6682
2014-01-09 10:00 | 10 | 4.92% | 1.9622 | 1.9622 | 39.8827 | 39.8827 | 0.0053922 | 0.012941 | 0.012941 | 0.012941 | 0.012941 | 0 | 0 | 2014-07-21 | 15.6682
2014-01-09 11:00 | 11 | 3.28% | 1.3082 | 1.3082 | 39.8827 | 39.8827 | 0.032843 | 0.078824 | 0.078824 | 0.078824 | 0.078824 | 0 | 0 | 2014-07-22 | 15.6682
2014-01-09 12:00 | 12 | 3.28% | 1.3082 | 1.3082 | 39.8827 | 39.8827 | 0.042647 | 0.10235 | 0.10235 | 0.10235 | 0.10235 | 0 | 0 | 2014-07-23 | 15.6682
2014-01-09 13:00 | 13 | 3.28% | 1.3082 | 1.3082 | 39.8827 | 39.8827 | 0.073529 | 0.17647 | 0.17647 | 0.17647 | 0.17647 | 0 | 0 | 2014-07-24 | 15.6682
2014-01-09 14:00 | 14 | 3.28% | 1.3082 | 1.3082 | 39.8827 | 39.8827 | 0.02598 | 0.062353 | 0.062353 | 0.062353 | 0.062353 | 0 | 0 | 2014-07-25 | 15.6682
2014-01-09 15:00 | 15 | 3.28% | 1.3082 | 1.3082 | 39.8827 | 39.8827 | 0.0053922 | 0.012941 | 0.012941 | 0.012941 | 0.012941 | 0 | 0 | 2014-07-26 | 15.6682
2014-01-09 16:00 | 16 | 3.28% | 1.3082 | 1.3082 | 39.8827 | 39.8827 | 0.0004902 | 0.0011765 | 0.0011765 | 0.0011765 | 0.0011765 | 0 | 0 | 2014-07-27 | 15.6682
2014-01-09 17:00 | 17 | 4.92% | 1.9622 | 1.9622 | 39.8827 | 39.8827 | 0 | 0 | 0 | 0 | 0 | 0 | 0 | 2014-07-28 | 15.6682
2014-01-09 18:00 | 18 | 6.56% | 2.6163 | 2.6163 | 39.8827 | 39.8827 | 0 | 0 | 0 | 0 | 0 | 0 | 0 | 2014-07-29 | 15.6682
2014-01-09 19:00 | 19 | 9.84% | 3.9245 | 3.9245 | 39.8827 | 39.8827 | 0 | 0 | 0 | 0 | 0 | 0 | 0 | 2014-07-30 | 15.6682
2014-01-09 20:00 | 20 | 8.2% | 3.2704 | 3.2704 | 39.8827 | 39.8827 | 0 | 0 | 0 | 0 | 0 | 0 | 0 | 2014-07-31 | 17.0926
2014-01-09 21:00 | 21 | 6.56% | 2.6163 | 2.6163 | 39.8827 | 39.8827 | 0 | 0 | 0 | 0 | 0 | 0 | 0 | 2014-08-01 | 17.0926
2014-01-09 22:00 | 22 | 4.92% | 1.9622 | 1.9622 | 39.8827 | 39.8827 | 0 | 0 | 0 | 0 | 0 | 0 | 0 | 2014-08-02 | 17.0926
2014-01-09 23:00 | 23 | 3.28% | 1.3082 | 1.3082 | 39.8827 | 39.8827 | 0 | 0 | 0 | 0 | 0 | 0 | 0 | 2014-08-03 | 17.0926
2014-01-10 | 24 | 1.64% | 0.65408 | 0.65408 | 39.8827 | 39.8827 | 0 | 0 | 0 | 0 | 0 | 0 | 0 | 2014-08-04 | 17.0926
2014-01-10 01:00 | 1 | 1.64% | 0.65408 | 0.65408 | 39.8827 | 39.8827 | 0 | 0 | 0 | 0 | 0 | 0 | 0 | 2014-08-05 | 17.0926
2014-01-10 02:00 | 2 | 1.64% | 0.65408 | 0.65408 | 39.8827 | 39.8827 | 0 | 0 | 0 | 0 | 0 | 0 | 0 | 2014-08-06 | 17.0926
2014-01-10 03:00 | 3 | 1.64% | 0.65408 | 0.65408 | 39.8827 | 39.8827 | 0 | 0 | 0 | 0 | 0 | 0 | 0 | 2014-08-07 | 17.0926
2014-01-10 04:00 | 4 | 1.64% | 0.65408 | 0.65408 | 39.8827 | 39.8827 | 0 | 0 | 0 | 0 | 0 | 0 | 0 | 2014-08-08 | 17.0926
2014-01-10 05:00 | 5 | 1.64% | 0.65408 | 0.65408 | 39.8827 | 39.8827 | 0 | 0 | 0 | 0 | 0 | 0 | 0 | 2014-08-09 | 17.0926
2014-01-10 06:00 | 6 | 3.28% | 1.3082 | 1.3082 | 39.8827 | 39.8827 | 0 | 0 | 0 | 0 | 0 | 0 | 0 | 2014-08-10 | 17.0926
2014-01-10 07:00 | 7 | 4.92% | 1.9622 | 1.9622 | 39.8827 | 39.8827 | 0 | 0 | 0 | 0 | 0 | 0 | 0 | 2014-08-11 | 17.0926
2014-01-10 08:00 | 8 | 6.56% | 2.6163 | 2.6163 | 39.8827 | 39.8827 | 0 | 0 | 0 | 0 | 0 | 0 | 0 | 2014-08-12 | 17.0926
2014-01-10 09:00 | 9 | 6.56% | 2.6163 | 2.6163 | 39.8827 | 39.8827 | 0 | 0 | 0 | 0 | 0 | 0 | 0 | 2014-08-13 | 17.0926
2014-01-10 10:00 | 10 | 4.92% | 1.9622 | 1.9622 | 39.8827 | 39.8827 | 0.0019608 | 0.0047059 | 0.0047059 | 0.0047059 | 0.0047059 | 0 | 0 | 2014-08-14 | 17.0926
2014-01-10 11:00 | 11 | 3.28% | 1.3082 | 1.3082 | 39.8827 | 39.8827 | 0.0068627 | 0.016471 | 0.016471 | 0.016471 | 0.016471 | 0 | 0 | 2014-08-15 | 17.0926
2014-01-10 12:00 | 12 | 3.28% | 1.3082 | 1.3082 | 39.8827 | 39.8827 | 0.014706 | 0.035294 | 0.035294 | 0.035294 | 0.035294 | 0 | 0 | 2014-08-16 | 17.0926
2014-01-10 13:00 | 13 | 3.28% | 1.3082 | 1.3082 | 39.8827 | 39.8827 | 0.013725 | 0.032941 | 0.032941 | 0.032941 | 0.032941 | 0 | 0 | 2014-08-17 | 17.0926
2014-01-10 14:00 | 14 | 3.28% | 1.3082 | 1.3082 | 39.8827 | 39.8827 | 0.010784 | 0.025882 | 0.025882 | 0.025882 | 0.025882 | 0 | 0 | 2014-08-18 | 17.0926
2014-01-10 15:00 | 15 | 3.28% | 1.3082 | 1.3082 | 39.8827 | 39.8827 | 0.0063725 | 0.015294 | 0.015294 | 0.015294 | 0.015294 | 0 | 0 | 2014-08-19 | 17.0926
2014-01-10 16:00 | 16 | 3.28% | 1.3082 | 1.3082 | 39.8827 | 39.8827 | 0 | 0 | 0 | 0 | 0 | 0 | 0 | 2014-08-20 | 17.0926
2014-01-10 17:00 | 17 | 4.92% | 1.9622 | 1.9622 | 39.8827 | 39.8827 | 0 | 0 | 0 | 0 | 0 | 0 | 0 | 2014-08-21 | 17.0926
2014-01-10 18:00 | 18 | 6.56% | 2.6163 | 2.6163 | 39.8827 | 39.8827 | 0 | 0 | 0 | 0 | 0 | 0 | 0 | 2014-08-22 | 17.0926
2014-01-10 19:00 | 19 | 9.84% | 3.9245 | 3.9245 | 39.8827 | 39.8827 | 0 | 0 | 0 | 0 | 0 | 0 | 0 | 2014-08-23 | 17.0926
2014-01-10 20:00 | 20 | 8.2% | 3.2704 | 3.2704 | 39.8827 | 39.8827 | 0 | 0 | 0 | 0 | 0 | 0 | 0 | 2014-08-24 | 17.0926
2014-01-10 21:00 | 21 | 6.56% | 2.6163 | 2.6163 | 39.8827 | 39.8827 | 0 | 0 | 0 | 0 | 0 | 0 | 0 | 2014-08-25 | 17.0926
2014-01-10 22:00 | 22 | 4.92% | 1.9622 | 1.9622 | 39.8827 | 39.8827 | 0 | 0 | 0 | 0 | 0 | 0 | 0 | 2014-08-26 | 17.0926
2014-01-10 23:00 | 23 | 3.28% | 1.3082 | 1.3082 | 39.8827 | 39.8827 | 0 | 0 | 0 | 0 | 0 | 0 | 0 | 2014-08-27 | 17.0926
2014-01-11 | 24 | 1.64% | 0.65408 | 0.65408 | 39.8827 | 39.8827 | 0 | 0 | 0 | 0 | 0 | 0 | 0 | 2014-08-28 | 17.0926
2014-01-11 01:00 | 1 | 1.64% | 0.65408 | 0.65408 | 39.8827 | 39.8827 | 0 | 0 | 0 | 0 | 0 | 0 | 0 | 2014-08-29 | 17.0926
2014-01-11 02:00 | 2 | 1.64% | 0.65408 | 0.65408 | 39.8827 | 39.8827 | 0 | 0 | 0 | 0 | 0 | 0 | 0 | 2014-08-30 | 17.0926
2014-01-11 03:00 | 3 | 1.64% | 0.65408 | 0.65408 | 39.8827 | 39.8827 | 0 | 0 | 0 | 0 | 0 | 0 | 0 | 2014-08-31 | 17.0926
2014-01-11 04:00 | 4 | 1.64% | 0.65408 | 0.65408 | 39.8827 | 39.8827 | 0 | 0 | 0 | 0 | 0 | 0 | 0 | 2014-09-01 | 20.6061
2014-01-11 05:00 | 5 | 1.64% | 0.65408 | 0.65408 | 39.8827 | 39.8827 | 0 | 0 | 0 | 0 | 0 | 0 | 0 | 2014-09-02 | 20.6061
2014-01-11 06:00 | 6 | 3.28% | 1.3082 | 1.3082 | 39.8827 | 39.8827 | 0 | 0 | 0 | 0 | 0 | 0 | 0 | 2014-09-03 | 20.6061
2014-01-11 07:00 | 7 | 4.92% | 1.9622 | 1.9622 | 39.8827 | 39.8827 | 0 | 0 | 0 | 0 | 0 | 0 | 0 | 2014-09-04 | 20.6061
2014-01-11 08:00 | 8 | 6.56% | 2.6163 | 2.6163 | 39.8827 | 39.8827 | 0 | 0 | 0 | 0 | 0 | 0 | 0 | 2014-09-05 | 20.6061
2014-01-11 09:00 | 9 | 6.56% | 2.6163 | 2.6163 | 39.8827 | 39.8827 | 0 | 0 | 0 | 0 | 0 | 0 | 0 | 2014-09-06 | 20.6061
2014-01-11 10:00 | 10 | 4.92% | 1.9622 | 1.9622 | 39.8827 | 39.8827 | 0.0004902 | 0.0011765 | 0.0011765 | 0.0011765 | 0.0011765 | 0 | 0 | 2014-09-07 | 20.6061
2014-01-11 11:00 | 11 | 3.28% | 1.3082 | 1.3082 | 39.8827 | 39.8827 | 0.0078431 | 0.018824 | 0.018824 | 0.018824 | 0.018824 | 0 | 0 | 2014-09-08 | 20.6061
2014-01-11 12:00 | 12 | 3.28% | 1.3082 | 1.3082 | 39.8827 | 39.8827 | 0.0098039 | 0.023529 | 0.023529 | 0.023529 | 0.023529 | 0 | 0 | 2014-09-09 | 20.6061
2014-01-11 13:00 | 13 | 3.28% | 1.3082 | 1.3082 | 39.8827 | 39.8827 | 0.066667 | 0.16 | 0.16 | 0.16 | 0.16 | 0 | 0 | 2014-09-10 | 20.6061
2014-01-11 14:00 | 14 | 3.28% | 1.3082 | 1.3082 | 39.8827 | 39.8827 | 0.059804 | 0.14353 | 0.14353 | 0.14353 | 0.14353 | 0 | 0 | 2014-09-11 | 20.6061
2014-01-11 15:00 | 15 | 3.28% | 1.3082 | 1.3082 | 39.8827 | 39.8827 | 0.0078431 | 0.018824 | 0.018824 | 0.018824 | 0.018824 | 0 | 0 | 2014-09-12 | 20.6061
2014-01-11 16:00 | 16 | 3.28% | 1.3082 | 1.3082 | 39.8827 | 39.8827 | 0 | 0 | 0 | 0 | 0 | 0 | 0 | 2014-09-13 | 20.6061
2014-01-11 17:00 | 17 | 4.92% | 1.9622 | 1.9622 | 39.8827 | 39.8827 | 0 | 0 | 0 | 0 | 0 | 0 | 0 | 2014-09-14 | 20.6061
2014-01-11 18:00 | 18 | 6.56% | 2.6163 | 2.6163 | 39.8827 | 39.8827 | 0 | 0 | 0 | 0 | 0 | 0 | 0 | 2014-09-15 | 20.6061
2014-01-11 19:00 | 19 | 9.84% | 3.9245 | 3.9245 | 39.8827 | 39.8827 | 0 | 0 | 0 | 0 | 0 | 0 | 0 | 2014-09-16 | 20.6061
2014-01-11 20:00 | 20 | 8.2% | 3.2704 | 3.2704 | 39.8827 | 39.8827 | 0 | 0 | 0 | 0 | 0 | 0 | 0 | 2014-09-17 | 20.6061
2014-01-11 21:00 | 21 | 6.56% | 2.6163 | 2.6163 | 39.8827 | 39.8827 | 0 | 0 | 0 | 0 | 0 | 0 | 0 | 2014-09-18 | 20.6061
2014-01-11 22:00 | 22 | 4.92% | 1.9622 | 1.9622 | 39.8827 | 39.8827 | 0 | 0 | 0 | 0 | 0 | 0 | 0 | 2014-09-19 | 20.6061
2014-01-11 23:00 | 23 | 3.28% | 1.3082 | 1.3082 | 39.8827 | 39.8827 | 0 | 0 | 0 | 0 | 0 | 0 | 0 | 2014-09-20 | 20.6061
2014-01-12 | 24 | 1.64% | 0.65408 | 0.65408 | 39.8827 | 39.8827 | 0 | 0 | 0 | 0 | 0 | 0 | 0 | 2014-09-21 | 20.6061
2014-01-12 01:00 | 1 | 1.64% | 0.65408 | 0.65408 | 39.8827 | 39.8827 | 0 | 0 | 0 | 0 | 0 | 0 | 0 | 2014-09-22 | 20.6061
2014-01-12 02:00 | 2 | 1.64% | 0.65408 | 0.65408 | 39.8827 | 39.8827 | 0 | 0 | 0 | 0 | 0 | 0 | 0 | 2014-09-23 | 20.6061
2014-01-12 03:00 | 3 | 1.64% | 0.65408 | 0.65408 | 39.8827 | 39.8827 | 0 | 0 | 0 | 0 | 0 | 0 | 0 | 2014-09-24 | 20.6061
2014-01-12 04:00 | 4 | 1.64% | 0.65408 | 0.65408 | 39.8827 | 39.8827 | 0 | 0 | 0 | 0 | 0 | 0 | 0 | 2014-09-25 | 20.6061
2014-01-12 05:00 | 5 | 1.64% | 0.65408 | 0.65408 | 39.8827 | 39.8827 | 0 | 0 | 0 | 0 | 0 | 0 | 0 | 2014-09-26 | 20.6061
2014-01-12 06:00 | 6 | 3.28% | 1.3082 | 1.3082 | 39.8827 | 39.8827 | 0 | 0 | 0 | 0 | 0 | 0 | 0 | 2014-09-27 | 20.6061
2014-01-12 07:00 | 7 | 4.92% | 1.9622 | 1.9622 | 39.8827 | 39.8827 | 0 | 0 | 0 | 0 | 0 | 0 | 0 | 2014-09-28 | 20.6061
2014-01-12 08:00 | 8 | 6.56% | 2.6163 | 2.6163 | 39.8827 | 39.8827 | 0 | 0 | 0 | 0 | 0 | 0 | 0 | 2014-09-29 | 20.6061
2014-01-12 09:00 | 9 | 6.56% | 2.6163 | 2.6163 | 39.8827 | 39.8827 | 0 | 0 | 0 | 0 | 0 | 0 | 0 | 2014-09-30 | 20.6061
2014-01-12 10:00 | 10 | 4.92% | 1.9622 | 1.9622 | 39.8827 | 39.8827 | 0.0029412 | 0.0070588 | 0.0070588 | 0.0070588 | 0.0070588 | 0 | 0 | 2014-10-01 | 31.3364
2014-01-12 11:00 | 11 | 3.28% | 1.3082 | 1.3082 | 39.8827 | 39.8827 | 0.012255 | 0.029412 | 0.029412 | 0.029412 | 0.029412 | 0 | 0 | 2014-10-02 | 31.3364
2014-01-12 12:00 | 12 | 3.28% | 1.3082 | 1.3082 | 39.8827 | 39.8827 | 0.02451 | 0.058824 | 0.058824 | 0.058824 | 0.058824 | 0 | 0 | 2014-10-03 | 31.3364
2014-01-12 13:00 | 13 | 3.28% | 1.3082 | 1.3082 | 39.8827 | 39.8827 | 0.02451 | 0.058824 | 0.058824 | 0.058824 | 0.058824 | 0 | 0 | 2014-10-04 | 31.3364
2014-01-12 14:00 | 14 | 3.28% | 1.3082 | 1.3082 | 39.8827 | 39.8827 | 0.017647 | 0.042353 | 0.042353 | 0.042353 | 0.042353 | 0 | 0 | 2014-10-05 | 31.3364
2014-01-12 15:00 | 15 | 3.28% | 1.3082 | 1.3082 | 39.8827 | 39.8827 | 0.0063725 | 0.015294 | 0.015294 | 0.015294 | 0.015294 | 0 | 0 | 2014-10-06 | 31.3364
2014-01-12 16:00 | 16 | 3.28% | 1.3082 | 1.3082 | 39.8827 | 39.8827 | 0 | 0 | 0 | 0 | 0 | 0 | 0 | 2014-10-07 | 31.3364
2014-01-12 17:00 | 17 | 4.92% | 1.9622 | 1.9622 | 39.8827 | 39.8827 | 0 | 0 | 0 | 0 | 0 | 0 | 0 | 2014-10-08 | 31.3364
2014-01-12 18:00 | 18 | 6.56% | 2.6163 | 2.6163 | 39.8827 | 39.8827 | 0 | 0 | 0 | 0 | 0 | 0 | 0 | 2014-10-09 | 31.3364
2014-01-12 19:00 | 19 | 9.84% | 3.9245 | 3.9245 | 39.8827 | 39.8827 | 0 | 0 | 0 | 0 | 0 | 0 | 0 | 2014-10-10 | 31.3364
2014-01-12 20:00 | 20 | 8.2% | 3.2704 | 3.2704 | 39.8827 | 39.8827 | 0 | 0 | 0 | 0 | 0 | 0 | 0 | 2014-10-11 | 31.3364
2014-01-12 21:00 | 21 | 6.56% | 2.6163 | 2.6163 | 39.8827 | 39.8827 | 0 | 0 | 0 | 0 | 0 | 0 | 0 | 2014-10-12 | 31.3364
2014-01-12 22:00 | 22 | 4.92% | 1.9622 | 1.9622 | 39.8827 | 39.8827 | 0 | 0 | 0 | 0 | 0 | 0 | 0 | 2014-10-13 | 31.3364
2014-01-12 23:00 | 23 | 3.28% | 1.3082 | 1.3082 | 39.8827 | 39.8827 | 0 | 0 | 0 | 0 | 0 | 0 | 0 | 2014-10-14 | 31.3364
2014-01-13 | 24 | 1.64% | 0.65408 | 0.65408 | 39.8827 | 39.8827 | 0 | 0 | 0 | 0 | 0 | 0 | 0 | 2014-10-15 | 31.3364
2014-01-13 01:00 | 1 | 1.64% | 0.65408 | 0.65408 | 39.8827 | 39.8827 | 0 | 0 | 0 | 0 | 0 | 0 | 0 | 2014-10-16 | 31.3364
2014-01-13 02:00 | 2 | 1.64% | 0.65408 | 0.65408 | 39.8827 | 39.8827 | 0 | 0 | 0 | 0 | 0 | 0 | 0 | 2014-10-17 | 31.3364
2014-01-13 03:00 | 3 | 1.64% | 0.65408 | 0.65408 | 39.8827 | 39.8827 | 0 | 0 | 0 | 0 | 0 | 0 | 0 | 2014-10-18 | 31.3364
2014-01-13 04:00 | 4 | 1.64% | 0.65408 | 0.65408 | 39.8827 | 39.8827 | 0 | 0 | 0 | 0 | 0 | 0 | 0 | 2014-10-19 | 31.3364
2014-01-13 05:00 | 5 | 1.64% | 0.65408 | 0.65408 | 39.8827 | 39.8827 | 0 | 0 | 0 | 0 | 0 | 0 | 0 | 2014-10-20 | 31.3364
2014-01-13 06:00 | 6 | 3.28% | 1.3082 | 1.3082 | 39.8827 | 39.8827 | 0 | 0 | 0 | 0 | 0 | 0 | 0 | 2014-10-21 | 31.3364
2014-01-13 07:00 | 7 | 4.92% | 1.9622 | 1.9622 | 39.8827 | 39.8827 | 0 | 0 | 0 | 0 | 0 | 0 | 0 | 2014-10-22 | 31.3364
2014-01-13 08:00 | 8 | 6.56% | 2.6163 | 2.6163 | 39.8827 | 39.8827 | 0 | 0 | 0 | 0 | 0 | 0 | 0 | 2014-10-23 | 31.3364
2014-01-13 09:00 | 9 | 6.56% | 2.6163 | 2.6163 | 39.8827 | 39.8827 | 0 | 0 | 0 | 0 | 0 | 0 | 0 | 2014-10-24 | 31.3364
2014-01-13 10:00 | 10 | 4.92% | 1.9622 | 1.9622 | 39.8827 | 39.8827 | 0.010294 | 0.024706 | 0.024706 | 0.024706 | 0.024706 | 0 | 0 | 2014-10-25 | 31.3364
2014-01-13 11:00 | 11 | 3.28% | 1.3082 | 1.3082 | 39.8827 | 39.8827 | 0.010294 | 0.024706 | 0.024706 | 0.024706 | 0.024706 | 0 | 0 | 2014-10-26 | 31.3364
2014-01-13 12:00 | 12 | 3.28% | 1.3082 | 1.3082 | 39.8827 | 39.8827 | 0.021078 | 0.050588 | 0.050588 | 0.050588 | 0.050588 | 0 | 0 | 2014-10-27 | 31.3364
2014-01-13 13:00 | 13 | 3.28% | 1.3082 | 1.3082 | 39.8827 | 39.8827 | 0.025 | 0.06 | 0.06 | 0.06 | 0.06 | 0 | 0 | 2014-10-28 | 31.3364
2014-01-13 14:00 | 14 | 3.28% | 1.3082 | 1.3082 | 39.8827 | 39.8827 | 0.02402 | 0.057647 | 0.057647 | 0.057647 | 0.057647 | 0 | 0 | 2014-10-29 | 31.3364
2014-01-13 15:00 | 15 | 3.28% | 1.3082 | 1.3082 | 39.8827 | 39.8827 | 0.012255 | 0.029412 | 0.029412 | 0.029412 | 0.029412 | 0 | 0 | 2014-10-30 | 31.3364
2014-01-13 16:00 | 16 | 3.28% | 1.3082 | 1.3082 | 39.8827 | 39.8827 | 0.0004902 | 0.0011765 | 0.0011765 | 0.0011765 | 0.0011765 | 0 | 0 | 2014-10-31 | 31.3364
2014-01-13 17:00 | 17 | 4.92% | 1.9622 | 1.9622 | 39.8827 | 39.8827 | 0 | 0 | 0 | 0 | 0 | 0 | 0 | 2014-11-01 | 39.7403
2014-01-13 18:00 | 18 | 6.56% | 2.6163 | 2.6163 | 39.8827 | 39.8827 | 0 | 0 | 0 | 0 | 0 | 0 | 0 | 2014-11-02 | 39.7403
2014-01-13 19:00 | 19 | 9.84% | 3.9245 | 3.9245 | 39.8827 | 39.8827 | 0 | 0 | 0 | 0 | 0 | 0 | 0 | 2014-11-03 | 39.7403
2014-01-13 20:00 | 20 | 8.2% | 3.2704 | 3.2704 | 39.8827 | 39.8827 | 0 | 0 | 0 | 0 | 0 | 0 | 0 | 2014-11-04 | 39.7403
2014-01-13 21:00 | 21 | 6.56% | 2.6163 | 2.6163 | 39.8827 | 39.8827 | 0 | 0 | 0 | 0 | 0 | 0 | 0 | 2014-11-05 | 39.7403
2014-01-13 22:00 | 22 | 4.92% | 1.9622 | 1.9622 | 39.8827 | 39.8827 | 0 | 0 | 0 | 0 | 0 | 0 | 0 | 2014-11-06 | 39.7403
2014-01-13 23:00 | 23 | 3.28% | 1.3082 | 1.3082 | 39.8827 | 39.8827 | 0 | 0 | 0 | 0 | 0 | 0 | 0 | 2014-11-07 | 39.7403
2014-01-14 | 24 | 1.64% | 0.65408 | 0.65408 | 39.8827 | 39.8827 | 0 | 0 | 0 | 0 | 0 | 0 | 0 | 2014-11-08 | 39.7403
2014-01-14 01:00 | 1 | 1.64% | 0.65408 | 0.65408 | 39.8827 | 39.8827 | 0 | 0 | 0 | 0 | 0 | 0 | 0 | 2014-11-09 | 39.7403
2014-01-14 02:00 | 2 | 1.64% | 0.65408 | 0.65408 | 39.8827 | 39.8827 | 0 | 0 | 0 | 0 | 0 | 0 | 0 | 2014-11-10 | 39.7403
2014-01-14 03:00 | 3 | 1.64% | 0.65408 | 0.65408 | 39.8827 | 39.8827 | 0 | 0 | 0 | 0 | 0 | 0 | 0 | 2014-11-11 | 39.7403
2014-01-14 04:00 | 4 | 1.64% | 0.65408 | 0.65408 | 39.8827 | 39.8827 | 0 | 0 | 0 | 0 | 0 | 0 | 0 | 2014-11-12 | 39.7403
2014-01-14 05:00 | 5 | 1.64% | 0.65408 | 0.65408 | 39.8827 | 39.8827 | 0 | 0 | 0 | 0 | 0 | 0 | 0 | 2014-11-13 | 39.7403
2014-01-14 06:00 | 6 | 3.28% | 1.3082 | 1.3082 | 39.8827 | 39.8827 | 0 | 0 | 0 | 0 | 0 | 0 | 0 | 2014-11-14 | 39.7403
2014-01-14 07:00 | 7 | 4.92% | 1.9622 | 1.9622 | 39.8827 | 39.8827 | 0 | 0 | 0 | 0 | 0 | 0 | 0 | 2014-11-15 | 39.7403
2014-01-14 08:00 | 8 | 6.56% | 2.6163 | 2.6163 | 39.8827 | 39.8827 | 0 | 0 | 0 | 0 | 0 | 0 | 0 | 2014-11-16 | 39.7403
2014-01-14 09:00 | 9 | 6.56% | 2.6163 | 2.6163 | 39.8827 | 39.8827 | 0 | 0 | 0 | 0 | 0 | 0 | 0 | 2014-11-17 | 39.7403
2014-01-14 10:00 | 10 | 4.92% | 1.9622 | 1.9622 | 39.8827 | 39.8827 | 0.0004902 | 0.0011765 | 0.0011765 | 0.0011765 | 0.0011765 | 0 | 0 | 2014-11-18 | 39.7403
2014-01-14 11:00 | 11 | 3.28% | 1.3082 | 1.3082 | 39.8827 | 39.8827 | 0.0093137 | 0.022353 | 0.022353 | 0.022353 | 0.022353 | 0 | 0 | 2014-11-19 | 39.7403
2014-01-14 12:00 | 12 | 3.28% | 1.3082 | 1.3082 | 39.8827 | 39.8827 | 0.018137 | 0.043529 | 0.043529 | 0.043529 | 0.043529 | 0 | 0 | 2014-11-20 | 39.7403
2014-01-14 13:00 | 13 | 3.28% | 1.3082 | 1.3082 | 39.8827 | 39.8827 | 0.040196 | 0.096471 | 0.096471 | 0.096471 | 0.096471 | 0 | 0 | 2014-11-21 | 39.7403
2014-01-14 14:00 | 14 | 3.28% | 1.3082 | 1.3082 | 39.8827 | 39.8827 | 0.055882 | 0.13412 | 0.13412 | 0.13412 | 0.13412 | 0 | 0 | 2014-11-22 | 39.7403
2014-01-14 15:00 | 15 | 3.28% | 1.3082 | 1.3082 | 39.8827 | 39.8827 | 0.019118 | 0.045882 | 0.045882 | 0.045882 | 0.045882 | 0 | 0 | 2014-11-23 | 39.7403
2014-01-14 16:00 | 16 | 3.28% | 1.3082 | 1.3082 | 39.8827 | 39.8827 | 0.0004902 | 0.0011765 | 0.0011765 | 0.0011765 | 0.0011765 | 0 | 0 | 2014-11-24 | 39.7403
2014-01-14 17:00 | 17 | 4.92% | 1.9622 | 1.9622 | 39.8827 | 39.8827 | 0 | 0 | 0 | 0 | 0 | 0 | 0 | 2014-11-25 | 39.7403
2014-01-14 18:00 | 18 | 6.56% | 2.6163 | 2.6163 | 39.8827 | 39.8827 | 0 | 0 | 0 | 0 | 0 | 0 | 0 | 2014-11-26 | 39.7403
2014-01-14 19:00 | 19 | 9.84% | 3.9245 | 3.9245 | 39.8827 | 39.8827 | 0 | 0 | 0 | 0 | 0 | 0 | 0 | 2014-11-27 | 39.7403
2014-01-14 20:00 | 20 | 8.2% | 3.2704 | 3.2704 | 39.8827 | 39.8827 | 0 | 0 | 0 | 0 | 0 | 0 | 0 | 2014-11-28 | 39.7403
2014-01-14 21:00 | 21 | 6.56% | 2.6163 | 2.6163 | 39.8827 | 39.8827 | 0 | 0 | 0 | 0 | 0 | 0 | 0 | 2014-11-29 | 39.7403
2014-01-14 22:00 | 22 | 4.92% | 1.9622 | 1.9622 | 39.8827 | 39.8827 | 0 | 0 | 0 | 0 | 0 | 0 | 0 | 2014-11-30 | 39.7403
2014-01-14 23:00 | 23 | 3.28% | 1.3082 | 1.3082 | 39.8827 | 39.8827 | 0 | 0 | 0 | 0 | 0 | 0 | 0 | 2014-12-01 | 39.8827
2014-01-15 | 24 | 1.64% | 0.65408 | 0.65408 | 39.8827 | 39.8827 | 0 | 0 | 0 | 0 | 0 | 0 | 0 | 2014-12-02 | 39.8827
2014-01-15 01:00 | 1 | 1.64% | 0.65408 | 0.65408 | 39.8827 | 39.8827 | 0 | 0 | 0 | 0 | 0 | 0 | 0 | 2014-12-03 | 39.8827
2014-01-15 02:00 | 2 | 1.64% | 0.65408 | 0.65408 | 39.8827 | 39.8827 | 0 | 0 | 0 | 0 | 0 | 0 | 0 | 2014-12-04 | 39.8827
2014-01-15 03:00 | 3 | 1.64% | 0.65408 | 0.65408 | 39.8827 | 39.8827 | 0 | 0 | 0 | 0 | 0 | 0 | 0 | 2014-12-05 | 39.8827
2014-01-15 04:00 | 4 | 1.64% | 0.65408 | 0.65408 | 39.8827 | 39.8827 | 0 | 0 | 0 | 0 | 0 | 0 | 0 | 2014-12-06 | 39.8827
2014-01-15 05:00 | 5 | 1.64% | 0.65408 | 0.65408 | 39.8827 | 39.8827 | 0 | 0 | 0 | 0 | 0 | 0 | 0 | 2014-12-07 | 39.8827
2014-01-15 06:00 | 6 | 3.28% | 1.3082 | 1.3082 | 39.8827 | 39.8827 | 0 | 0 | 0 | 0 | 0 | 0 | 0 | 2014-12-08 | 39.8827
2014-01-15 07:00 | 7 | 4.92% | 1.9622 | 1.9622 | 39.8827 | 39.8827 | 0 | 0 | 0 | 0 | 0 | 0 | 0 | 2014-12-09 | 39.8827
2014-01-15 08:00 | 8 | 6.56% | 2.6163 | 2.6163 | 39.8827 | 39.8827 | 0 | 0 | 0 | 0 | 0 | 0 | 0 | 2014-12-10 | 39.8827
2014-01-15 09:00 | 9 | 6.56% | 2.6163 | 2.6163 | 39.8827 | 39.8827 | 0 | 0 | 0 | 0 | 0 | 0 | 0 | 2014-12-11 | 39.8827
2014-01-15 10:00 | 10 | 4.92% | 1.9622 | 1.9622 | 39.8827 | 39.8827 | 0.004902 | 0.011765 | 0.011765 | 0.011765 | 0.011765 | 0 | 0 | 2014-12-12 | 39.8827
2014-01-15 11:00 | 11 | 3.28% | 1.3082 | 1.3082 | 39.8827 | 39.8827 | 0.029412 | 0.070588 | 0.070588 | 0.070588 | 0.070588 | 0 | 0 | 2014-12-13 | 39.8827
2014-01-15 12:00 | 12 | 3.28% | 1.3082 | 1.3082 | 39.8827 | 39.8827 | 0.1098 | 0.26353 | 0.26353 | 0.26353 | 0.26353 | 0 | 0 | 2014-12-14 | 39.8827
2014-01-15 13:00 | 13 | 3.28% | 1.3082 | 1.3082 | 39.8827 | 39.8827 | 0.11275 | 0.27059 | 0.27059 | 0.27059 | 0.27059 | 0 | 0 | 2014-12-15 | 39.8827
2014-01-15 14:00 | 14 | 3.28% | 1.3082 | 1.3082 | 39.8827 | 39.8827 | 0.037255 | 0.089412 | 0.089412 | 0.089412 | 0.089412 | 0 | 0 | 2014-12-16 | 39.8827
2014-01-15 15:00 | 15 | 3.28% | 1.3082 | 1.3082 | 39.8827 | 39.8827 | 0.018627 | 0.044706 | 0.044706 | 0.044706 | 0.044706 | 0 | 0 | 2014-12-17 | 39.8827
2014-01-15 16:00 | 16 | 3.28% | 1.3082 | 1.3082 | 39.8827 | 39.8827 | 0.00098039 | 0.0023529 | 0.0023529 | 0.0023529 | 0.0023529 | 0 | 0 | 2014-12-18 | 39.8827
2014-01-15 17:00 | 17 | 4.92% | 1.9622 | 1.9622 | 39.8827 | 39.8827 | 0 | 0 | 0 | 0 | 0 | 0 | 0 | 2014-12-19 | 39.8827
2014-01-15 18:00 | 18 | 6.56% | 2.6163 | 2.6163 | 39.8827 | 39.8827 | 0 | 0 | 0 | 0 | 0 | 0 | 0 | 2014-12-20 | 39.8827
2014-01-15 19:00 | 19 | 9.84% | 3.9245 | 3.9245 | 39.8827 | 39.8827 | 0 | 0 | 0 | 0 | 0 | 0 | 0 | 2014-12-21 | 39.8827
2014-01-15 20:00 | 20 | 8.2% | 3.2704 | 3.2704 | 39.8827 | 39.8827 | 0 | 0 | 0 | 0 | 0 | 0 | 0 | 2014-12-22 | 39.8827
2014-01-15 21:00 | 21 | 6.56% | 2.6163 | 2.6163 | 39.8827 | 39.8827 | 0 | 0 | 0 | 0 | 0 | 0 | 0 | 2014-12-23 | 39.8827
2014-01-15 22:00 | 22 | 4.92% | 1.9622 | 1.9622 | 39.8827 | 39.8827 | 0 | 0 | 0 | 0 | 0 | 0 | 0 | 2014-12-24 | 39.8827
2014-01-15 23:00 | 23 | 3.28% | 1.3082 | 1.3082 | 39.8827 | 39.8827 | 0 | 0 | 0 | 0 | 0 | 0 | 0 | 2014-12-25 | 39.8827
2014-01-16 | 24 | 1.64% | 0.65408 | 0.65408 | 39.8827 | 39.8827 | 0 | 0 | 0 | 0 | 0 | 0 | 0 | 2014-12-26 | 39.8827
2014-01-16 01:00 | 1 | 1.64% | 0.65408 | 0.65408 | 39.8827 | 39.8827 | 0 | 0 | 0 | 0 | 0 | 0 | 0 | 2014-12-27 | 39.8827
2014-01-16 02:00 | 2 | 1.64% | 0.65408 | 0.65408 | 39.8827 | 39.8827 | 0 | 0 | 0 | 0 | 0 | 0 | 0 | 2014-12-28 | 39.8827
2014-01-16 03:00 | 3 | 1.64% | 0.65408 | 0.65408 | 39.8827 | 39.8827 | 0 | 0 | 0 | 0 | 0 | 0 | 0 | 2014-12-29 | 39.8827
2014-01-16 04:00 | 4 | 1.64% | 0.65408 | 0.65408 | 39.8827 | 39.8827 | 0 | 0 | 0 | 0 | 0 | 0 | 0 | 2014-12-30 | 39.8827
2014-01-16 05:00 | 5 | 1.64% | 0.65408 | 0.65408 | 39.8827 | 39.8827 | 0 | 0 | 0 | 0 | 0 | 0 | 0 | 2014-12-31 | 39.8827
2014-01-16 06:00 | 6 | 3.28% | 1.3082 | 1.3082 | 39.8827 | 39.8827 | 0 | 0 | 0 | 0 | 0 | 0 | 0
2014-01-16 07:00 | 7 | 4.92% | 1.9622 | 1.9622 | 39.8827 | 39.8827 | 0 | 0 | 0 | 0 | 0 | 0 | 0
2014-01-16 08:00 | 8 | 6.56% | 2.6163 | 2.6163 | 39.8827 | 39.8827 | 0 | 0 | 0 | 0 | 0 | 0 | 0
2014-01-16 09:00 | 9 | 6.56% | 2.6163 | 2.6163 | 39.8827 | 39.8827 | 0 | 0 | 0 | 0 | 0 | 0 | 0
2014-01-16 10:00 | 10 | 4.92% | 1.9622 | 1.9622 | 39.8827 | 39.8827 | 0.011275 | 0.027059 | 0.027059 | 0.027059 | 0.027059 | 0 | 0
2014-01-16 11:00 | 11 | 3.28% | 1.3082 | 1.3082 | 39.8827 | 39.8827 | 0.048039 | 0.11529 | 0.11529 | 0.11529 | 0.11529 | 0 | 0
2014-01-16 12:00 | 12 | 3.28% | 1.3082 | 1.3082 | 39.8827 | 39.8827 | 0.11127 | 0.26706 | 0.26706 | 0.26706 | 0.26706 | 0 | 0
2014-01-16 13:00 | 13 | 3.28% | 1.3082 | 1.3082 | 39.8827 | 39.8827 | 0.1201 | 0.28824 | 0.28824 | 0.28824 | 0.28824 | 0 | 0
2014-01-16 14:00 | 14 | 3.28% | 1.3082 | 1.3082 | 39.8827 | 39.8827 | 0.073529 | 0.17647 | 0.17647 | 0.17647 | 0.17647 | 0 | 0
2014-01-16 15:00 | 15 | 3.28% | 1.3082 | 1.3082 | 39.8827 | 39.8827 | 0.016667 | 0.04 | 0.04 | 0.04 | 0.04 | 0 | 0
2014-01-16 16:00 | 16 | 3.28% | 1.3082 | 1.3082 | 39.8827 | 39.8827 | 0 | 0 | 0 | 0 | 0 | 0 | 0
2014-01-16 17:00 | 17 | 4.92% | 1.9622 | 1.9622 | 39.8827 | 39.8827 | 0 | 0 | 0 | 0 | 0 | 0 | 0
2014-01-16 18:00 | 18 | 6.56% | 2.6163 | 2.6163 | 39.8827 | 39.8827 | 0 | 0 | 0 | 0 | 0 | 0 | 0
2014-01-16 19:00 | 19 | 9.84% | 3.9245 | 3.9245 | 39.8827 | 39.8827 | 0 | 0 | 0 | 0 | 0 | 0 | 0
2014-01-16 20:00 | 20 | 8.2% | 3.2704 | 3.2704 | 39.8827 | 39.8827 | 0 | 0 | 0 | 0 | 0 | 0 | 0
2014-01-16 21:00 | 21 | 6.56% | 2.6163 | 2.6163 | 39.8827 | 39.8827 | 0 | 0 | 0 | 0 | 0 | 0 | 0
2014-01-16 22:00 | 22 | 4.92% | 1.9622 | 1.9622 | 39.8827 | 39.8827 | 0 | 0 | 0 | 0 | 0 | 0 | 0
2014-01-16 23:00 | 23 | 3.28% | 1.3082 | 1.3082 | 39.8827 | 39.8827 | 0 | 0 | 0 | 0 | 0 | 0 | 0
2014-01-17 | 24 | 1.64% | 0.65408 | 0.65408 | 39.8827 | 39.8827 | 0 | 0 | 0 | 0 | 0 | 0 | 0
2014-01-17 01:00 | 1 | 1.64% | 0.65408 | 0.65408 | 39.8827 | 39.8827 | 0 | 0 | 0 | 0 | 0 | 0 | 0
2014-01-17 02:00 | 2 | 1.64% | 0.65408 | 0.65408 | 39.8827 | 39.8827 | 0 | 0 | 0 | 0 | 0 | 0 | 0
2014-01-17 03:00 | 3 | 1.64% | 0.65408 | 0.65408 | 39.8827 | 39.8827 | 0 | 0 | 0 | 0 | 0 | 0 | 0
2014-01-17 04:00 | 4 | 1.64% | 0.65408 | 0.65408 | 39.8827 | 39.8827 | 0 | 0 | 0 | 0 | 0 | 0 | 0
2014-01-17 05:00 | 5 | 1.64% | 0.65408 | 0.65408 | 39.8827 | 39.8827 | 0 | 0 | 0 | 0 | 0 | 0 | 0
2014-01-17 06:00 | 6 | 3.28% | 1.3082 | 1.3082 | 39.8827 | 39.8827 | 0 | 0 | 0 | 0 | 0 | 0 | 0
2014-01-17 07:00 | 7 | 4.92% | 1.9622 | 1.9622 | 39.8827 | 39.8827 | 0 | 0 | 0 | 0 | 0 | 0 | 0
2014-01-17 08:00 | 8 | 6.56% | 2.6163 | 2.6163 | 39.8827 | 39.8827 | 0 | 0 | 0 | 0 | 0 | 0 | 0
2014-01-17 09:00 | 9 | 6.56% | 2.6163 | 2.6163 | 39.8827 | 39.8827 | 0 | 0 | 0 | 0 | 0 | 0 | 0
2014-01-17 10:00 | 10 | 4.92% | 1.9622 | 1.9622 | 39.8827 | 39.8827 | 0.002451 | 0.0058824 | 0.0058824 | 0.0058824 | 0.0058824 | 0 | 0
2014-01-17 11:00 | 11 | 3.28% | 1.3082 | 1.3082 | 39.8827 | 39.8827 | 0.035294 | 0.084706 | 0.084706 | 0.084706 | 0.084706 | 0 | 0
2014-01-17 12:00 | 12 | 3.28% | 1.3082 | 1.3082 | 39.8827 | 39.8827 | 0.056373 | 0.13529 | 0.13529 | 0.13529 | 0.13529 | 0 | 0
2014-01-17 13:00 | 13 | 3.28% | 1.3082 | 1.3082 | 39.8827 | 39.8827 | 0.045588 | 0.10941 | 0.10941 | 0.10941 | 0.10941 | 0 | 0
2014-01-17 14:00 | 14 | 3.28% | 1.3082 | 1.3082 | 39.8827 | 39.8827 | 0.027451 | 0.065882 | 0.065882 | 0.065882 | 0.065882 | 0 | 0
2014-01-17 15:00 | 15 | 3.28% | 1.3082 | 1.3082 | 39.8827 | 39.8827 | 0.0078431 | 0.018824 | 0.018824 | 0.018824 | 0.018824 | 0 | 0
2014-01-17 16:00 | 16 | 3.28% | 1.3082 | 1.3082 | 39.8827 | 39.8827 | 0 | 0 | 0 | 0 | 0 | 0 | 0
2014-01-17 17:00 | 17 | 4.92% | 1.9622 | 1.9622 | 39.8827 | 39.8827 | 0 | 0 | 0 | 0 | 0 | 0 | 0
2014-01-17 18:00 | 18 | 6.56% | 2.6163 | 2.6163 | 39.8827 | 39.8827 | 0 | 0 | 0 | 0 | 0 | 0 | 0
2014-01-17 19:00 | 19 | 9.84% | 3.9245 | 3.9245 | 39.8827 | 39.8827 | 0 | 0 | 0 | 0 | 0 | 0 | 0
2014-01-17 20:00 | 20 | 8.2% | 3.2704 | 3.2704 | 39.8827 | 39.8827 | 0 | 0 | 0 | 0 | 0 | 0 | 0
2014-01-17 21:00 | 21 | 6.56% | 2.6163 | 2.6163 | 39.8827 | 39.8827 | 0 | 0 | 0 | 0 | 0 | 0 | 0
2014-01-17 22:00 | 22 | 4.92% | 1.9622 | 1.9622 | 39.8827 | 39.8827 | 0 | 0 | 0 | 0 | 0 | 0 | 0
2014-01-17 23:00 | 23 | 3.28% | 1.3082 | 1.3082 | 39.8827 | 39.8827 | 0 | 0 | 0 | 0 | 0 | 0 | 0
2014-01-18 | 24 | 1.64% | 0.65408 | 0.65408 | 39.8827 | 39.8827 | 0 | 0 | 0 | 0 | 0 | 0 | 0
2014-01-18 01:00 | 1 | 1.64% | 0.65408 | 0.65408 | 39.8827 | 39.8827 | 0 | 0 | 0 | 0 | 0 | 0 | 0
2014-01-18 02:00 | 2 | 1.64% | 0.65408 | 0.65408 | 39.8827 | 39.8827 | 0 | 0 | 0 | 0 | 0 | 0 | 0
2014-01-18 03:00 | 3 | 1.64% | 0.65408 | 0.65408 | 39.8827 | 39.8827 | 0 | 0 | 0 | 0 | 0 | 0 | 0
2014-01-18 04:00 | 4 | 1.64% | 0.65408 | 0.65408 | 39.8827 | 39.8827 | 0 | 0 | 0 | 0 | 0 | 0 | 0
2014-01-18 05:00 | 5 | 1.64% | 0.65408 | 0.65408 | 39.8827 | 39.8827 | 0 | 0 | 0 | 0 | 0 | 0 | 0
2014-01-18 06:00 | 6 | 3.28% | 1.3082 | 1.3082 | 39.8827 | 39.8827 | 0 | 0 | 0 | 0 | 0 | 0 | 0
2014-01-18 07:00 | 7 | 4.92% | 1.9622 | 1.9622 | 39.8827 | 39.8827 | 0 | 0 | 0 | 0 | 0 | 0 | 0
2014-01-18 08:00 | 8 | 6.56% | 2.6163 | 2.6163 | 39.8827 | 39.8827 | 0 | 0 | 0 | 0 | 0 | 0 | 0
2014-01-18 09:00 | 9 | 6.56% | 2.6163 | 2.6163 | 39.8827 | 39.8827 | 0 | 0 | 0 | 0 | 0 | 0 | 0
2014-01-18 10:00 | 10 | 4.92% | 1.9622 | 1.9622 | 39.8827 | 39.8827 | 0.023529 | 0.056471 | 0.056471 | 0.056471 | 0.056471 | 0 | 0
2014-01-18 11:00 | 11 | 3.28% | 1.3082 | 1.3082 | 39.8827 | 39.8827 | 0.11029 | 0.26471 | 0.26471 | 0.26471 | 0.26471 | 0 | 0
2014-01-18 12:00 | 12 | 3.28% | 1.3082 | 1.3082 | 39.8827 | 39.8827 | 0.15735 | 0.37765 | 0.37765 | 0.37765 | 0.37765 | 0 | 0
2014-01-18 13:00 | 13 | 3.28% | 1.3082 | 1.3082 | 39.8827 | 39.8827 | 0.1549 | 0.37176 | 0.37176 | 0.37176 | 0.37176 | 0 | 0
2014-01-18 14:00 | 14 | 3.28% | 1.3082 | 1.3082 | 39.8827 | 39.8827 | 0.11912 | 0.28588 | 0.28588 | 0.28588 | 0.28588 | 0 | 0
2014-01-18 15:00 | 15 | 3.28% | 1.3082 | 1.3082 | 39.8827 | 39.8827 | 0.02598 | 0.062353 | 0.062353 | 0.062353 | 0.062353 | 0 | 0
2014-01-18 16:00 | 16 | 3.28% | 1.3082 | 1.3082 | 39.8827 | 39.8827 | 0.00098039 | 0.0023529 | 0.0023529 | 0.0023529 | 0.0023529 | 0 | 0
2014-01-18 17:00 | 17 | 4.92% | 1.9622 | 1.9622 | 39.8827 | 39.8827 | 0 | 0 | 0 | 0 | 0 | 0 | 0
2014-01-18 18:00 | 18 | 6.56% | 2.6163 | 2.6163 | 39.8827 | 39.8827 | 0 | 0 | 0 | 0 | 0 | 0 | 0
2014-01-18 19:00 | 19 | 9.84% | 3.9245 | 3.9245 | 39.8827 | 39.8827 | 0 | 0 | 0 | 0 | 0 | 0 | 0
2014-01-18 20:00 | 20 | 8.2% | 3.2704 | 3.2704 | 39.8827 | 39.8827 | 0 | 0 | 0 | 0 | 0 | 0 | 0
2014-01-18 21:00 | 21 | 6.56% | 2.6163 | 2.6163 | 39.8827 | 39.8827 | 0 | 0 | 0 | 0 | 0 | 0 | 0
2014-01-18 22:00 | 22 | 4.92% | 1.9622 | 1.9622 | 39.8827 | 39.8827 | 0 | 0 | 0 | 0 | 0 | 0 | 0
2014-01-18 23:00 | 23 | 3.28% | 1.3082 | 1.3082 | 39.8827 | 39.8827 | 0 | 0 | 0 | 0 | 0 | 0 | 0
2014-01-19 | 24 | 1.64% | 0.65408 | 0.65408 | 39.8827 | 39.8827 | 0 | 0 | 0 | 0 | 0 | 0 | 0
2014-01-19 01:00 | 1 | 1.64% | 0.65408 | 0.65408 | 39.8827 | 39.8827 | 0 | 0 | 0 | 0 | 0 | 0 | 0
2014-01-19 02:00 | 2 | 1.64% | 0.65408 | 0.65408 | 39.8827 | 39.8827 | 0 | 0 | 0 | 0 | 0 | 0 | 0
2014-01-19 03:00 | 3 | 1.64% | 0.65408 | 0.65408 | 39.8827 | 39.8827 | 0 | 0 | 0 | 0 | 0 | 0 | 0
2014-01-19 04:00 | 4 | 1.64% | 0.65408 | 0.65408 | 39.8827 | 39.8827 | 0 | 0 | 0 | 0 | 0 | 0 | 0
2014-01-19 05:00 | 5 | 1.64% | 0.65408 | 0.65408 | 39.8827 | 39.8827 | 0 | 0 | 0 | 0 | 0 | 0 | 0
2014-01-19 06:00 | 6 | 3.28% | 1.3082 | 1.3082 | 39.8827 | 39.8827 | 0 | 0 | 0 | 0 | 0 | 0 | 0
2014-01-19 07:00 | 7 | 4.92% | 1.9622 | 1.9622 | 39.8827 | 39.8827 | 0 | 0 | 0 | 0 | 0 | 0 | 0
2014-01-19 08:00 | 8 | 6.56% | 2.6163 | 2.6163 | 39.8827 | 39.8827 | 0 | 0 | 0 | 0 | 0 | 0 | 0
2014-01-19 09:00 | 9 | 6.56% | 2.6163 | 2.6163 | 39.8827 | 39.8827 | 0.0004902 | 0.0011765 | 0.0011765 | 0.0011765 | 0.0011765 | 0 | 0
2014-01-19 10:00 | 10 | 4.92% | 1.9622 | 1.9622 | 39.8827 | 39.8827 | 0.027941 | 0.067059 | 0.067059 | 0.067059 | 0.067059 | 0 | 0
2014-01-19 11:00 | 11 | 3.28% | 1.3082 | 1.3082 | 39.8827 | 39.8827 | 0.11324 | 0.27176 | 0.27176 | 0.27176 | 0.27176 | 0 | 0
2014-01-19 12:00 | 12 | 3.28% | 1.3082 | 1.3082 | 39.8827 | 39.8827 | 0.15196 | 0.36471 | 0.36471 | 0.36471 | 0.36471 | 0 | 0
2014-01-19 13:00 | 13 | 3.28% | 1.3082 | 1.3082 | 39.8827 | 39.8827 | 0.20294 | 0.48706 | 0.48706 | 0.48706 | 0.48706 | 0 | 0
2014-01-19 14:00 | 14 | 3.28% | 1.3082 | 1.3082 | 39.8827 | 39.8827 | 0.14167 | 0.34 | 0.34 | 0.34 | 0.34 | 0 | 0
2014-01-19 15:00 | 15 | 3.28% | 1.3082 | 1.3082 | 39.8827 | 39.8827 | 0.033333 | 0.08 | 0.08 | 0.08 | 0.08 | 0 | 0
2014-01-19 16:00 | 16 | 3.28% | 1.3082 | 1.3082 | 39.8827 | 39.8827 | 0.0029412 | 0.0070588 | 0.0070588 | 0.0070588 | 0.0070588 | 0 | 0
2014-01-19 17:00 | 17 | 4.92% | 1.9622 | 1.9622 | 39.8827 | 39.8827 | 0 | 0 | 0 | 0 | 0 | 0 | 0
2014-01-19 18:00 | 18 | 6.56% | 2.6163 | 2.6163 | 39.8827 | 39.8827 | 0 | 0 | 0 | 0 | 0 | 0 | 0
2014-01-19 19:00 | 19 | 9.84% | 3.9245 | 3.9245 | 39.8827 | 39.8827 | 0 | 0 | 0 | 0 | 0 | 0 | 0
2014-01-19 20:00 | 20 | 8.2% | 3.2704 | 3.2704 | 39.8827 | 39.8827 | 0 | 0 | 0 | 0 | 0 | 0 | 0
2014-01-19 21:00 | 21 | 6.56% | 2.6163 | 2.6163 | 39.8827 | 39.8827 | 0 | 0 | 0 | 0 | 0 | 0 | 0
2014-01-19 22:00 | 22 | 4.92% | 1.9622 | 1.9622 | 39.8827 | 39.8827 | 0 | 0 | 0 | 0 | 0 | 0 | 0
2014-01-19 23:00 | 23 | 3.28% | 1.3082 | 1.3082 | 39.8827 | 39.8827 | 0 | 0 | 0 | 0 | 0 | 0 | 0
2014-01-20 | 24 | 1.64% | 0.65408 | 0.65408 | 39.8827 | 39.8827 | 0 | 0 | 0 | 0 | 0 | 0 | 0
2014-01-20 01:00 | 1 | 1.64% | 0.65408 | 0.65408 | 39.8827 | 39.8827 | 0 | 0 | 0 | 0 | 0 | 0 | 0
2014-01-20 02:00 | 2 | 1.64% | 0.65408 | 0.65408 | 39.8827 | 39.8827 | 0 | 0 | 0 | 0 | 0 | 0 | 0
2014-01-20 03:00 | 3 | 1.64% | 0.65408 | 0.65408 | 39.8827 | 39.8827 | 0 | 0 | 0 | 0 | 0 | 0 | 0
2014-01-20 04:00 | 4 | 1.64% | 0.65408 | 0.65408 | 39.8827 | 39.8827 | 0 | 0 | 0 | 0 | 0 | 0 | 0
2014-01-20 05:00 | 5 | 1.64% | 0.65408 | 0.65408 | 39.8827 | 39.8827 | 0 | 0 | 0 | 0 | 0 | 0 | 0
2014-01-20 06:00 | 6 | 3.28% | 1.3082 | 1.3082 | 39.8827 | 39.8827 | 0 | 0 | 0 | 0 | 0 | 0 | 0
2014-01-20 07:00 | 7 | 4.92% | 1.9622 | 1.9622 | 39.8827 | 39.8827 | 0 | 0 | 0 | 0 | 0 | 0 | 0
2014-01-20 08:00 | 8 | 6.56% | 2.6163 | 2.6163 | 39.8827 | 39.8827 | 0 | 0 | 0 | 0 | 0 | 0 | 0
2014-01-20 09:00 | 9 | 6.56% | 2.6163 | 2.6163 | 39.8827 | 39.8827 | 0 | 0 | 0 | 0 | 0 | 0 | 0
2014-01-20 10:00 | 10 | 4.92% | 1.9622 | 1.9622 | 39.8827 | 39.8827 | 0.0058824 | 0.014118 | 0.014118 | 0.014118 | 0.014118 | 0 | 0
2014-01-20 11:00 | 11 | 3.28% | 1.3082 | 1.3082 | 39.8827 | 39.8827 | 0.013725 | 0.032941 | 0.032941 | 0.032941 | 0.032941 | 0 | 0
2014-01-20 12:00 | 12 | 3.28% | 1.3082 | 1.3082 | 39.8827 | 39.8827 | 0.028431 | 0.068235 | 0.068235 | 0.068235 | 0.068235 | 0 | 0
2014-01-20 13:00 | 13 | 3.28% | 1.3082 | 1.3082 | 39.8827 | 39.8827 | 0.045098 | 0.10824 | 0.10824 | 0.10824 | 0.10824 | 0 | 0
2014-01-20 14:00 | 14 | 3.28% | 1.3082 | 1.3082 | 39.8827 | 39.8827 | 0.043137 | 0.10353 | 0.10353 | 0.10353 | 0.10353 | 0 | 0
2014-01-20 15:00 | 15 | 3.28% | 1.3082 | 1.3082 | 39.8827 | 39.8827 | 0.0098039 | 0.023529 | 0.023529 | 0.023529 | 0.023529 | 0 | 0
2014-01-20 16:00 | 16 | 3.28% | 1.3082 | 1.3082 | 39.8827 | 39.8827 | 0.002451 | 0.0058824 | 0.0058824 | 0.0058824 | 0.0058824 | 0 | 0
2014-01-20 17:00 | 17 | 4.92% | 1.9622 | 1.9622 | 39.8827 | 39.8827 | 0 | 0 | 0 | 0 | 0 | 0 | 0
2014-01-20 18:00 | 18 | 6.56% | 2.6163 | 2.6163 | 39.8827 | 39.8827 | 0 | 0 | 0 | 0 | 0 | 0 | 0
2014-01-20 19:00 | 19 | 9.84% | 3.9245 | 3.9245 | 39.8827 | 39.8827 | 0 | 0 | 0 | 0 | 0 | 0 | 0
2014-01-20 20:00 | 20 | 8.2% | 3.2704 | 3.2704 | 39.8827 | 39.8827 | 0 | 0 | 0 | 0 | 0 | 0 | 0
2014-01-20 21:00 | 21 | 6.56% | 2.6163 | 2.6163 | 39.8827 | 39.8827 | 0 | 0 | 0 | 0 | 0 | 0 | 0
2014-01-20 22:00 | 22 | 4.92% | 1.9622 | 1.9622 | 39.8827 | 39.8827 | 0 | 0 | 0 | 0 | 0 | 0 | 0
2014-01-20 23:00 | 23 | 3.28% | 1.3082 | 1.3082 | 39.8827 | 39.8827 | 0 | 0 | 0 | 0 | 0 | 0 | 0
2014-01-21 | 24 | 1.64% | 0.65408 | 0.65408 | 39.8827 | 39.8827 | 0 | 0 | 0 | 0 | 0 | 0 | 0
2014-01-21 01:00 | 1 | 1.64% | 0.65408 | 0.65408 | 39.8827 | 39.8827 | 0 | 0 | 0 | 0 | 0 | 0 | 0
2014-01-21 02:00 | 2 | 1.64% | 0.65408 | 0.65408 | 39.8827 | 39.8827 | 0 | 0 | 0 | 0 | 0 | 0 | 0
2014-01-21 03:00 | 3 | 1.64% | 0.65408 | 0.65408 | 39.8827 | 39.8827 | 0 | 0 | 0 | 0 | 0 | 0 | 0
2014-01-21 04:00 | 4 | 1.64% | 0.65408 | 0.65408 | 39.8827 | 39.8827 | 0 | 0 | 0 | 0 | 0 | 0 | 0
2014-01-21 05:00 | 5 | 1.64% | 0.65408 | 0.65408 | 39.8827 | 39.8827 | 0 | 0 | 0 | 0 | 0 | 0 | 0
2014-01-21 06:00 | 6 | 3.28% | 1.3082 | 1.3082 | 39.8827 | 39.8827 | 0 | 0 | 0 | 0 | 0 | 0 | 0
2014-01-21 07:00 | 7 | 4.92% | 1.9622 | 1.9622 | 39.8827 | 39.8827 | 0 | 0 | 0 | 0 | 0 | 0 | 0
2014-01-21 08:00 | 8 | 6.56% | 2.6163 | 2.6163 | 39.8827 | 39.8827 | 0 | 0 | 0 | 0 | 0 | 0 | 0
2014-01-21 09:00 | 9 | 6.56% | 2.6163 | 2.6163 | 39.8827 | 39.8827 | 0 | 0 | 0 | 0 | 0 | 0 | 0
2014-01-21 10:00 | 10 | 4.92% | 1.9622 | 1.9622 | 39.8827 | 39.8827 | 0.0034314 | 0.0082353 | 0.0082353 | 0.0082353 | 0.0082353 | 0 | 0
2014-01-21 11:00 | 11 | 3.28% | 1.3082 | 1.3082 | 39.8827 | 39.8827 | 0.011275 | 0.027059 | 0.027059 | 0.027059 | 0.027059 | 0 | 0
2014-01-21 12:00 | 12 | 3.28% | 1.3082 | 1.3082 | 39.8827 | 39.8827 | 0.0098039 | 0.023529 | 0.023529 | 0.023529 | 0.023529 | 0 | 0
2014-01-21 13:00 | 13 | 3.28% | 1.3082 | 1.3082 | 39.8827 | 39.8827 | 0.0088235 | 0.021176 | 0.021176 | 0.021176 | 0.021176 | 0 | 0
2014-01-21 14:00 | 14 | 3.28% | 1.3082 | 1.3082 | 39.8827 | 39.8827 | 0.016667 | 0.04 | 0.04 | 0.04 | 0.04 | 0 | 0
2014-01-21 15:00 | 15 | 3.28% | 1.3082 | 1.3082 | 39.8827 | 39.8827 | 0.0073529 | 0.017647 | 0.017647 | 0.017647 | 0.017647 | 0 | 0
2014-01-21 16:00 | 16 | 3.28% | 1.3082 | 1.3082 | 39.8827 | 39.8827 | 0.0004902 | 0.0011765 | 0.0011765 | 0.0011765 | 0.0011765 | 0 | 0
2014-01-21 17:00 | 17 | 4.92% | 1.9622 | 1.9622 | 39.8827 | 39.8827 | 0 | 0 | 0 | 0 | 0 | 0 | 0
2014-01-21 18:00 | 18 | 6.56% | 2.6163 | 2.6163 | 39.8827 | 39.8827 | 0 | 0 | 0 | 0 | 0 | 0 | 0
2014-01-21 19:00 | 19 | 9.84% | 3.9245 | 3.9245 | 39.8827 | 39.8827 | 0 | 0 | 0 | 0 | 0 | 0 | 0
2014-01-21 20:00 | 20 | 8.2% | 3.2704 | 3.2704 | 39.8827 | 39.8827 | 0 | 0 | 0 | 0 | 0 | 0 | 0
2014-01-21 21:00 | 21 | 6.56% | 2.6163 | 2.6163 | 39.8827 | 39.8827 | 0 | 0 | 0 | 0 | 0 | 0 | 0
2014-01-21 22:00 | 22 | 4.92% | 1.9622 | 1.9622 | 39.8827 | 39.8827 | 0 | 0 | 0 | 0 | 0 | 0 | 0
2014-01-21 23:00 | 23 | 3.28% | 1.3082 | 1.3082 | 39.8827 | 39.8827 | 0 | 0 | 0 | 0 | 0 | 0 | 0
2014-01-22 | 24 | 1.64% | 0.65408 | 0.65408 | 39.8827 | 39.8827 | 0 | 0 | 0 | 0 | 0 | 0 | 0
2014-01-22 01:00 | 1 | 1.64% | 0.65408 | 0.65408 | 39.8827 | 39.8827 | 0 | 0 | 0 | 0 | 0 | 0 | 0
2014-01-22 02:00 | 2 | 1.64% | 0.65408 | 0.65408 | 39.8827 | 39.8827 | 0 | 0 | 0 | 0 | 0 | 0 | 0
2014-01-22 03:00 | 3 | 1.64% | 0.65408 | 0.65408 | 39.8827 | 39.8827 | 0 | 0 | 0 | 0 | 0 | 0 | 0
2014-01-22 04:00 | 4 | 1.64% | 0.65408 | 0.65408 | 39.8827 | 39.8827 | 0 | 0 | 0 | 0 | 0 | 0 | 0
2014-01-22 05:00 | 5 | 1.64% | 0.65408 | 0.65408 | 39.8827 | 39.8827 | 0 | 0 | 0 | 0 | 0 | 0 | 0
2014-01-22 06:00 | 6 | 3.28% | 1.3082 | 1.3082 | 39.8827 | 39.8827 | 0 | 0 | 0 | 0 | 0 | 0 | 0
2014-01-22 07:00 | 7 | 4.92% | 1.9622 | 1.9622 | 39.8827 | 39.8827 | 0 | 0 | 0 | 0 | 0 | 0 | 0
2014-01-22 08:00 | 8 | 6.56% | 2.6163 | 2.6163 | 39.8827 | 39.8827 | 0 | 0 | 0 | 0 | 0 | 0 | 0
2014-01-22 09:00 | 9 | 6.56% | 2.6163 | 2.6163 | 39.8827 | 39.8827 | 0 | 0 | 0 | 0 | 0 | 0 | 0
2014-01-22 10:00 | 10 | 4.92% | 1.9622 | 1.9622 | 39.8827 | 39.8827 | 0.0019608 | 0.0047059 | 0.0047059 | 0.0047059 | 0.0047059 | 0 | 0
2014-01-22 11:00 | 11 | 3.28% | 1.3082 | 1.3082 | 39.8827 | 39.8827 | 0.010294 | 0.024706 | 0.024706 | 0.024706 | 0.024706 | 0 | 0
2014-01-22 12:00 | 12 | 3.28% | 1.3082 | 1.3082 | 39.8827 | 39.8827 | 0.015196 | 0.036471 | 0.036471 | 0.036471 | 0.036471 | 0 | 0
2014-01-22 13:00 | 13 | 3.28% | 1.3082 | 1.3082 | 39.8827 | 39.8827 | 0.013725 | 0.032941 | 0.032941 | 0.032941 | 0.032941 | 0 | 0
2014-01-22 14:00 | 14 | 3.28% | 1.3082 | 1.3082 | 39.8827 | 39.8827 | 0.02549 | 0.061176 | 0.061176 | 0.061176 | 0.061176 | 0 | 0
2014-01-22 15:00 | 15 | 3.28% | 1.3082 | 1.3082 | 39.8827 | 39.8827 | 0.021569 | 0.051765 | 0.051765 | 0.051765 | 0.051765 | 0 | 0
2014-01-22 16:00 | 16 | 3.28% | 1.3082 | 1.3082 | 39.8827 | 39.8827 | 0.002451 | 0.0058824 | 0.0058824 | 0.0058824 | 0.0058824 | 0 | 0
2014-01-22 17:00 | 17 | 4.92% | 1.9622 | 1.9622 | 39.8827 | 39.8827 | 0 | 0 | 0 | 0 | 0 | 0 | 0
2014-01-22 18:00 | 18 | 6.56% | 2.6163 | 2.6163 | 39.8827 | 39.8827 | 0 | 0 | 0 | 0 | 0 | 0 | 0
2014-01-22 19:00 | 19 | 9.84% | 3.9245 | 3.9245 | 39.8827 | 39.8827 | 0 | 0 | 0 | 0 | 0 | 0 | 0
2014-01-22 20:00 | 20 | 8.2% | 3.2704 | 3.2704 | 39.8827 | 39.8827 | 0 | 0 | 0 | 0 | 0 | 0 | 0
2014-01-22 21:00 | 21 | 6.56% | 2.6163 | 2.6163 | 39.8827 | 39.8827 | 0 | 0 | 0 | 0 | 0 | 0 | 0
2014-01-22 22:00 | 22 | 4.92% | 1.9622 | 1.9622 | 39.8827 | 39.8827 | 0 | 0 | 0 | 0 | 0 | 0 | 0
2014-01-22 23:00 | 23 | 3.28% | 1.3082 | 1.3082 | 39.8827 | 39.8827 | 0 | 0 | 0 | 0 | 0 | 0 | 0
2014-01-23 | 24 | 1.64% | 0.65408 | 0.65408 | 39.8827 | 39.8827 | 0 | 0 | 0 | 0 | 0 | 0 | 0
2014-01-23 01:00 | 1 | 1.64% | 0.65408 | 0.65408 | 39.8827 | 39.8827 | 0 | 0 | 0 | 0 | 0 | 0 | 0
2014-01-23 02:00 | 2 | 1.64% | 0.65408 | 0.65408 | 39.8827 | 39.8827 | 0 | 0 | 0 | 0 | 0 | 0 | 0
2014-01-23 03:00 | 3 | 1.64% | 0.65408 | 0.65408 | 39.8827 | 39.8827 | 0 | 0 | 0 | 0 | 0 | 0 | 0
2014-01-23 04:00 | 4 | 1.64% | 0.65408 | 0.65408 | 39.8827 | 39.8827 | 0 | 0 | 0 | 0 | 0 | 0 | 0
2014-01-23 05:00 | 5 | 1.64% | 0.65408 | 0.65408 | 39.8827 | 39.8827 | 0 | 0 | 0 | 0 | 0 | 0 | 0
2014-01-23 06:00 | 6 | 3.28% | 1.3082 | 1.3082 | 39.8827 | 39.8827 | 0 | 0 | 0 | 0 | 0 | 0 | 0
2014-01-23 07:00 | 7 | 4.92% | 1.9622 | 1.9622 | 39.8827 | 39.8827 | 0 | 0 | 0 | 0 | 0 | 0 | 0
2014-01-23 08:00 | 8 | 6.56% | 2.6163 | 2.6163 | 39.8827 | 39.8827 | 0 | 0 | 0 | 0 | 0 | 0 | 0
2014-01-23 09:00 | 9 | 6.56% | 2.6163 | 2.6163 | 39.8827 | 39.8827 | 0 | 0 | 0 | 0 | 0 | 0 | 0
2014-01-23 10:00 | 10 | 4.92% | 1.9622 | 1.9622 | 39.8827 | 39.8827 | 0.0053922 | 0.012941 | 0.012941 | 0.012941 | 0.012941 | 0 | 0
2014-01-23 11:00 | 11 | 3.28% | 1.3082 | 1.3082 | 39.8827 | 39.8827 | 0.031863 | 0.076471 | 0.076471 | 0.076471 | 0.076471 | 0 | 0
2014-01-23 12:00 | 12 | 3.28% | 1.3082 | 1.3082 | 39.8827 | 39.8827 | 0.064216 | 0.15412 | 0.15412 | 0.15412 | 0.15412 | 0 | 0
2014-01-23 13:00 | 13 | 3.28% | 1.3082 | 1.3082 | 39.8827 | 39.8827 | 0.078431 | 0.18824 | 0.18824 | 0.18824 | 0.18824 | 0 | 0
2014-01-23 14:00 | 14 | 3.28% | 1.3082 | 1.3082 | 39.8827 | 39.8827 | 0.061765 | 0.14824 | 0.14824 | 0.14824 | 0.14824 | 0 | 0
2014-01-23 15:00 | 15 | 3.28% | 1.3082 | 1.3082 | 39.8827 | 39.8827 | 0.030392 | 0.072941 | 0.072941 | 0.072941 | 0.072941 | 0 | 0
2014-01-23 16:00 | 16 | 3.28% | 1.3082 | 1.3082 | 39.8827 | 39.8827 | 0.004902 | 0.011765 | 0.011765 | 0.011765 | 0.011765 | 0 | 0
2014-01-23 17:00 | 17 | 4.92% | 1.9622 | 1.9622 | 39.8827 | 39.8827 | 0 | 0 | 0 | 0 | 0 | 0 | 0
2014-01-23 18:00 | 18 | 6.56% | 2.6163 | 2.6163 | 39.8827 | 39.8827 | 0 | 0 | 0 | 0 | 0 | 0 | 0
2014-01-23 19:00 | 19 | 9.84% | 3.9245 | 3.9245 | 39.8827 | 39.8827 | 0 | 0 | 0 | 0 | 0 | 0 | 0
2014-01-23 20:00 | 20 | 8.2% | 3.2704 | 3.2704 | 39.8827 | 39.8827 | 0 | 0 | 0 | 0 | 0 | 0 | 0
2014-01-23 21:00 | 21 | 6.56% | 2.6163 | 2.6163 | 39.8827 | 39.8827 | 0 | 0 | 0 | 0 | 0 | 0 | 0
2014-01-23 22:00 | 22 | 4.92% | 1.9622 | 1.9622 | 39.8827 | 39.8827 | 0 | 0 | 0 | 0 | 0 | 0 | 0
2014-01-23 23:00 | 23 | 3.28% | 1.3082 | 1.3082 | 39.8827 | 39.8827 | 0 | 0 | 0 | 0 | 0 | 0 | 0
2014-01-24 | 24 | 1.64% | 0.65408 | 0.65408 | 39.8827 | 39.8827 | 0 | 0 | 0 | 0 | 0 | 0 | 0
2014-01-24 01:00 | 1 | 1.64% | 0.65408 | 0.65408 | 39.8827 | 39.8827 | 0 | 0 | 0 | 0 | 0 | 0 | 0
2014-01-24 02:00 | 2 | 1.64% | 0.65408 | 0.65408 | 39.8827 | 39.8827 | 0 | 0 | 0 | 0 | 0 | 0 | 0
2014-01-24 03:00 | 3 | 1.64% | 0.65408 | 0.65408 | 39.8827 | 39.8827 | 0 | 0 | 0 | 0 | 0 | 0 | 0
2014-01-24 04:00 | 4 | 1.64% | 0.65408 | 0.65408 | 39.8827 | 39.8827 | 0 | 0 | 0 | 0 | 0 | 0 | 0
2014-01-24 05:00 | 5 | 1.64% | 0.65408 | 0.65408 | 39.8827 | 39.8827 | 0 | 0 | 0 | 0 | 0 | 0 | 0
2014-01-24 06:00 | 6 | 3.28% | 1.3082 | 1.3082 | 39.8827 | 39.8827 | 0 | 0 | 0 | 0 | 0 | 0 | 0
2014-01-24 07:00 | 7 | 4.92% | 1.9622 | 1.9622 | 39.8827 | 39.8827 | 0 | 0 | 0 | 0 | 0 | 0 | 0
2014-01-24 08:00 | 8 | 6.56% | 2.6163 | 2.6163 | 39.8827 | 39.8827 | 0 | 0 | 0 | 0 | 0 | 0 | 0
2014-01-24 09:00 | 9 | 6.56% | 2.6163 | 2.6163 | 39.8827 | 39.8827 | 0.0004902 | 0.0011765 | 0.0011765 | 0.0011765 | 0.0011765 | 0 | 0
2014-01-24 10:00 | 10 | 4.92% | 1.9622 | 1.9622 | 39.8827 | 39.8827 | 0.012255 | 0.029412 | 0.029412 | 0.029412 | 0.029412 | 0 | 0
2014-01-24 11:00 | 11 | 3.28% | 1.3082 | 1.3082 | 39.8827 | 39.8827 | 0.038725 | 0.092941 | 0.092941 | 0.092941 | 0.092941 | 0 | 0
2014-01-24 12:00 | 12 | 3.28% | 1.3082 | 1.3082 | 39.8827 | 39.8827 | 0.078431 | 0.18824 | 0.18824 | 0.18824 | 0.18824 | 0 | 0
2014-01-24 13:00 | 13 | 3.28% | 1.3082 | 1.3082 | 39.8827 | 39.8827 | 0.13186 | 0.31647 | 0.31647 | 0.31647 | 0.31647 | 0 | 0
2014-01-24 14:00 | 14 | 3.28% | 1.3082 | 1.3082 | 39.8827 | 39.8827 | 0.1652 | 0.39647 | 0.39647 | 0.39647 | 0.39647 | 0 | 0
2014-01-24 15:00 | 15 | 3.28% | 1.3082 | 1.3082 | 39.8827 | 39.8827 | 0.13333 | 0.32 | 0.32 | 0.32 | 0.32 | 0 | 0
2014-01-24 16:00 | 16 | 3.28% | 1.3082 | 1.3082 | 39.8827 | 39.8827 | 0.015196 | 0.036471 | 0.036471 | 0.036471 | 0.036471 | 0 | 0
2014-01-24 17:00 | 17 | 4.92% | 1.9622 | 1.9622 | 39.8827 | 39.8827 | 0.0004902 | 0.0011765 | 0.0011765 | 0.0011765 | 0.0011765 | 0 | 0
2014-01-24 18:00 | 18 | 6.56% | 2.6163 | 2.6163 | 39.8827 | 39.8827 | 0 | 0 | 0 | 0 | 0 | 0 | 0
2014-01-24 19:00 | 19 | 9.84% | 3.9245 | 3.9245 | 39.8827 | 39.8827 | 0 | 0 | 0 | 0 | 0 | 0 | 0
2014-01-24 20:00 | 20 | 8.2% | 3.2704 | 3.2704 | 39.8827 | 39.8827 | 0 | 0 | 0 | 0 | 0 | 0 | 0
2014-01-24 21:00 | 21 | 6.56% | 2.6163 | 2.6163 | 39.8827 | 39.8827 | 0 | 0 | 0 | 0 | 0 | 0 | 0
2014-01-24 22:00 | 22 | 4.92% | 1.9622 | 1.9622 | 39.8827 | 39.8827 | 0 | 0 | 0 | 0 | 0 | 0 | 0
2014-01-24 23:00 | 23 | 3.28% | 1.3082 | 1.3082 | 39.8827 | 39.8827 | 0 | 0 | 0 | 0 | 0 | 0 | 0
2014-01-25 | 24 | 1.64% | 0.65408 | 0.65408 | 39.8827 | 39.8827 | 0 | 0 | 0 | 0 | 0 | 0 | 0
2014-01-25 01:00 | 1 | 1.64% | 0.65408 | 0.65408 | 39.8827 | 39.8827 | 0 | 0 | 0 | 0 | 0 | 0 | 0
2014-01-25 02:00 | 2 | 1.64% | 0.65408 | 0.65408 | 39.8827 | 39.8827 | 0 | 0 | 0 | 0 | 0 | 0 | 0
2014-01-25 03:00 | 3 | 1.64% | 0.65408 | 0.65408 | 39.8827 | 39.8827 | 0 | 0 | 0 | 0 | 0 | 0 | 0
2014-01-25 04:00 | 4 | 1.64% | 0.65408 | 0.65408 | 39.8827 | 39.8827 | 0 | 0 | 0 | 0 | 0 | 0 | 0
2014-01-25 05:00 | 5 | 1.64% | 0.65408 | 0.65408 | 39.8827 | 39.8827 | 0 | 0 | 0 | 0 | 0 | 0 | 0
2014-01-25 06:00 | 6 | 3.28% | 1.3082 | 1.3082 | 39.8827 | 39.8827 | 0 | 0 | 0 | 0 | 0 | 0 | 0
2014-01-25 07:00 | 7 | 4.92% | 1.9622 | 1.9622 | 39.8827 | 39.8827 | 0 | 0 | 0 | 0 | 0 | 0 | 0
2014-01-25 08:00 | 8 | 6.56% | 2.6163 | 2.6163 | 39.8827 | 39.8827 | 0 | 0 | 0 | 0 | 0 | 0 | 0
2014-01-25 09:00 | 9 | 6.56% | 2.6163 | 2.6163 | 39.8827 | 39.8827 | 0.0014706 | 0.0035294 | 0.0035294 | 0.0035294 | 0.0035294 | 0 | 0
2014-01-25 10:00 | 10 | 4.92% | 1.9622 | 1.9622 | 39.8827 | 39.8827 | 0.061765 | 0.14824 | 0.14824 | 0.14824 | 0.14824 | 0 | 0
2014-01-25 11:00 | 11 | 3.28% | 1.3082 | 1.3082 | 39.8827 | 39.8827 | 0.22598 | 0.54235 | 0.54235 | 0.54235 | 0.54235 | 0 | 0
2014-01-25 12:00 | 12 | 3.28% | 1.3082 | 1.3082 | 39.8827 | 39.8827 | 0.32892 | 0.78941 | 0.78941 | 0.78941 | 0.78941 | 0 | 0
2014-01-25 13:00 | 13 | 3.28% | 1.3082 | 1.3082 | 39.8827 | 39.8827 | 0.31127 | 0.74706 | 0.74706 | 0.74706 | 0.74706 | 0 | 0
2014-01-25 14:00 | 14 | 3.28% | 1.3082 | 1.3082 | 39.8827 | 39.8827 | 0.14314 | 0.34353 | 0.34353 | 0.34353 | 0.34353 | 0 | 0
2014-01-25 15:00 | 15 | 3.28% | 1.3082 | 1.3082 | 39.8827 | 39.8827 | 0.098039 | 0.23529 | 0.23529 | 0.23529 | 0.23529 | 0 | 0
2014-01-25 16:00 | 16 | 3.28% | 1.3082 | 1.3082 | 39.8827 | 39.8827 | 0.036275 | 0.087059 | 0.087059 | 0.087059 | 0.087059 | 0 | 0
2014-01-25 17:00 | 17 | 4.92% | 1.9622 | 1.9622 | 39.8827 | 39.8827 | 0.0019608 | 0.0047059 | 0.0047059 | 0.0047059 | 0.0047059 | 0 | 0
2014-01-25 18:00 | 18 | 6.56% | 2.6163 | 2.6163 | 39.8827 | 39.8827 | 0 | 0 | 0 | 0 | 0 | 0 | 0
2014-01-25 19:00 | 19 | 9.84% | 3.9245 | 3.9245 | 39.8827 | 39.8827 | 0 | 0 | 0 | 0 | 0 | 0 | 0
2014-01-25 20:00 | 20 | 8.2% | 3.2704 | 3.2704 | 39.8827 | 39.8827 | 0 | 0 | 0 | 0 | 0 | 0 | 0
2014-01-25 21:00 | 21 | 6.56% | 2.6163 | 2.6163 | 39.8827 | 39.8827 | 0 | 0 | 0 | 0 | 0 | 0 | 0
2014-01-25 22:00 | 22 | 4.92% | 1.9622 | 1.9622 | 39.8827 | 39.8827 | 0 | 0 | 0 | 0 | 0 | 0 | 0
2014-01-25 23:00 | 23 | 3.28% | 1.3082 | 1.3082 | 39.8827 | 39.8827 | 0 | 0 | 0 | 0 | 0 | 0 | 0
2014-01-26 | 24 | 1.64% | 0.65408 | 0.65408 | 39.8827 | 39.8827 | 0 | 0 | 0 | 0 | 0 | 0 | 0
2014-01-26 01:00 | 1 | 1.64% | 0.65408 | 0.65408 | 39.8827 | 39.8827 | 0 | 0 | 0 | 0 | 0 | 0 | 0
2014-01-26 02:00 | 2 | 1.64% | 0.65408 | 0.65408 | 39.8827 | 39.8827 | 0 | 0 | 0 | 0 | 0 | 0 | 0
2014-01-26 03:00 | 3 | 1.64% | 0.65408 | 0.65408 | 39.8827 | 39.8827 | 0 | 0 | 0 | 0 | 0 | 0 | 0
2014-01-26 04:00 | 4 | 1.64% | 0.65408 | 0.65408 | 39.8827 | 39.8827 | 0 | 0 | 0 | 0 | 0 | 0 | 0
2014-01-26 05:00 | 5 | 1.64% | 0.65408 | 0.65408 | 39.8827 | 39.8827 | 0 | 0 | 0 | 0 | 0 | 0 | 0
2014-01-26 06:00 | 6 | 3.28% | 1.3082 | 1.3082 | 39.8827 | 39.8827 | 0 | 0 | 0 | 0 | 0 | 0 | 0
2014-01-26 07:00 | 7 | 4.92% | 1.9622 | 1.9622 | 39.8827 | 39.8827 | 0 | 0 | 0 | 0 | 0 | 0 | 0
2014-01-26 08:00 | 8 | 6.56% | 2.6163 | 2.6163 | 39.8827 | 39.8827 | 0 | 0 | 0 | 0 | 0 | 0 | 0
2014-01-26 09:00 | 9 | 6.56% | 2.6163 | 2.6163 | 39.8827 | 39.8827 | 0.0004902 | 0.0011765 | 0.0011765 | 0.0011765 | 0.0011765 | 0 | 0
2014-01-26 10:00 | 10 | 4.92% | 1.9622 | 1.9622 | 39.8827 | 39.8827 | 0.027451 | 0.065882 | 0.065882 | 0.065882 | 0.065882 | 0 | 0
2014-01-26 11:00 | 11 | 3.28% | 1.3082 | 1.3082 | 39.8827 | 39.8827 | 0.12059 | 0.28941 | 0.28941 | 0.28941 | 0.28941 | 0 | 0
2014-01-26 12:00 | 12 | 3.28% | 1.3082 | 1.3082 | 39.8827 | 39.8827 | 0.15343 | 0.36824 | 0.36824 | 0.36824 | 0.36824 | 0 | 0
2014-01-26 13:00 | 13 | 3.28% | 1.3082 | 1.3082 | 39.8827 | 39.8827 | 0.25343 | 0.60824 | 0.60824 | 0.60824 | 0.60824 | 0 | 0
2014-01-26 14:00 | 14 | 3.28% | 1.3082 | 1.3082 | 39.8827 | 39.8827 | 0.28284 | 0.67882 | 0.67882 | 0.67882 | 0.67882 | 0 | 0
2014-01-26 15:00 | 15 | 3.28% | 1.3082 | 1.3082 | 39.8827 | 39.8827 | 0.1652 | 0.39647 | 0.39647 | 0.39647 | 0.39647 | 0 | 0
2014-01-26 16:00 | 16 | 3.28% | 1.3082 | 1.3082 | 39.8827 | 39.8827 | 0.035294 | 0.084706 | 0.084706 | 0.084706 | 0.084706 | 0 | 0
2014-01-26 17:00 | 17 | 4.92% | 1.9622 | 1.9622 | 39.8827 | 39.8827 | 0.002451 | 0.0058824 | 0.0058824 | 0.0058824 | 0.0058824 | 0 | 0
2014-01-26 18:00 | 18 | 6.56% | 2.6163 | 2.6163 | 39.8827 | 39.8827 | 0 | 0 | 0 | 0 | 0 | 0 | 0
2014-01-26 19:00 | 19 | 9.84% | 3.9245 | 3.9245 | 39.8827 | 39.8827 | 0 | 0 | 0 | 0 | 0 | 0 | 0
2014-01-26 20:00 | 20 | 8.2% | 3.2704 | 3.2704 | 39.8827 | 39.8827 | 0 | 0 | 0 | 0 | 0 | 0 | 0
2014-01-26 21:00 | 21 | 6.56% | 2.6163 | 2.6163 | 39.8827 | 39.8827 | 0 | 0 | 0 | 0 | 0 | 0 | 0
2014-01-26 22:00 | 22 | 4.92% | 1.9622 | 1.9622 | 39.8827 | 39.8827 | 0 | 0 | 0 | 0 | 0 | 0 | 0
2014-01-26 23:00 | 23 | 3.28% | 1.3082 | 1.3082 | 39.8827 | 39.8827 | 0 | 0 | 0 | 0 | 0 | 0 | 0
2014-01-27 | 24 | 1.64% | 0.65408 | 0.65408 | 39.8827 | 39.8827 | 0 | 0 | 0 | 0 | 0 | 0 | 0
2014-01-27 01:00 | 1 | 1.64% | 0.65408 | 0.65408 | 39.8827 | 39.8827 | 0 | 0 | 0 | 0 | 0 | 0 | 0
2014-01-27 02:00 | 2 | 1.64% | 0.65408 | 0.65408 | 39.8827 | 39.8827 | 0 | 0 | 0 | 0 | 0 | 0 | 0
2014-01-27 03:00 | 3 | 1.64% | 0.65408 | 0.65408 | 39.8827 | 39.8827 | 0 | 0 | 0 | 0 | 0 | 0 | 0
2014-01-27 04:00 | 4 | 1.64% | 0.65408 | 0.65408 | 39.8827 | 39.8827 | 0 | 0 | 0 | 0 | 0 | 0 | 0
2014-01-27 05:00 | 5 | 1.64% | 0.65408 | 0.65408 | 39.8827 | 39.8827 | 0 | 0 | 0 | 0 | 0 | 0 | 0
2014-01-27 06:00 | 6 | 3.28% | 1.3082 | 1.3082 | 39.8827 | 39.8827 | 0 | 0 | 0 | 0 | 0 | 0 | 0
2014-01-27 07:00 | 7 | 4.92% | 1.9622 | 1.9622 | 39.8827 | 39.8827 | 0 | 0 | 0 | 0 | 0 | 0 | 0
2014-01-27 08:00 | 8 | 6.56% | 2.6163 | 2.6163 | 39.8827 | 39.8827 | 0 | 0 | 0 | 0 | 0 | 0 | 0
2014-01-27 09:00 | 9 | 6.56% | 2.6163 | 2.6163 | 39.8827 | 39.8827 | 0.0034314 | 0.0082353 | 0.0082353 | 0.0082353 | 0.0082353 | 0 | 0
2014-01-27 10:00 | 10 | 4.92% | 1.9622 | 1.9622 | 39.8827 | 39.8827 | 0.067647 | 0.16235 | 0.16235 | 0.16235 | 0.16235 | 0 | 0
2014-01-27 11:00 | 11 | 3.28% | 1.3082 | 1.3082 | 39.8827 | 39.8827 | 0.18235 | 0.43765 | 0.43765 | 0.43765 | 0.43765 | 0 | 0
2014-01-27 12:00 | 12 | 3.28% | 1.3082 | 1.3082 | 39.8827 | 39.8827 | 0.16373 | 0.39294 | 0.39294 | 0.39294 | 0.39294 | 0 | 0
2014-01-27 13:00 | 13 | 3.28% | 1.3082 | 1.3082 | 39.8827 | 39.8827 | 0.094608 | 0.22706 | 0.22706 | 0.22706 | 0.22706 | 0 | 0
2014-01-27 14:00 | 14 | 3.28% | 1.3082 | 1.3082 | 39.8827 | 39.8827 | 0.073529 | 0.17647 | 0.17647 | 0.17647 | 0.17647 | 0 | 0
2014-01-27 15:00 | 15 | 3.28% | 1.3082 | 1.3082 | 39.8827 | 39.8827 | 0.034314 | 0.082353 | 0.082353 | 0.082353 | 0.082353 | 0 | 0
2014-01-27 16:00 | 16 | 3.28% | 1.3082 | 1.3082 | 39.8827 | 39.8827 | 0.0088235 | 0.021176 | 0.021176 | 0.021176 | 0.021176 | 0 | 0
2014-01-27 17:00 | 17 | 4.92% | 1.9622 | 1.9622 | 39.8827 | 39.8827 | 0.00098039 | 0.0023529 | 0.0023529 | 0.0023529 | 0.0023529 | 0 | 0
2014-01-27 18:00 | 18 | 6.56% | 2.6163 | 2.6163 | 39.8827 | 39.8827 | 0 | 0 | 0 | 0 | 0 | 0 | 0
2014-01-27 19:00 | 19 | 9.84% | 3.9245 | 3.9245 | 39.8827 | 39.8827 | 0 | 0 | 0 | 0 | 0 | 0 | 0
2014-01-27 20:00 | 20 | 8.2% | 3.2704 | 3.2704 | 39.8827 | 39.8827 | 0 | 0 | 0 | 0 | 0 | 0 | 0
2014-01-27 21:00 | 21 | 6.56% | 2.6163 | 2.6163 | 39.8827 | 39.8827 | 0 | 0 | 0 | 0 | 0 | 0 | 0
2014-01-27 22:00 | 22 | 4.92% | 1.9622 | 1.9622 | 39.8827 | 39.8827 | 0 | 0 | 0 | 0 | 0 | 0 | 0
2014-01-27 23:00 | 23 | 3.28% | 1.3082 | 1.3082 | 39.8827 | 39.8827 | 0 | 0 | 0 | 0 | 0 | 0 | 0
2014-01-28 | 24 | 1.64% | 0.65408 | 0.65408 | 39.8827 | 39.8827 | 0 | 0 | 0 | 0 | 0 | 0 | 0
2014-01-28 01:00 | 1 | 1.64% | 0.65408 | 0.65408 | 39.8827 | 39.8827 | 0 | 0 | 0 | 0 | 0 | 0 | 0
2014-01-28 02:00 | 2 | 1.64% | 0.65408 | 0.65408 | 39.8827 | 39.8827 | 0 | 0 | 0 | 0 | 0 | 0 | 0
2014-01-28 03:00 | 3 | 1.64% | 0.65408 | 0.65408 | 39.8827 | 39.8827 | 0 | 0 | 0 | 0 | 0 | 0 | 0
2014-01-28 04:00 | 4 | 1.64% | 0.65408 | 0.65408 | 39.8827 | 39.8827 | 0 | 0 | 0 | 0 | 0 | 0 | 0
2014-01-28 05:00 | 5 | 1.64% | 0.65408 | 0.65408 | 39.8827 | 39.8827 | 0 | 0 | 0 | 0 | 0 | 0 | 0
2014-01-28 06:00 | 6 | 3.28% | 1.3082 | 1.3082 | 39.8827 | 39.8827 | 0 | 0 | 0 | 0 | 0 | 0 | 0
2014-01-28 07:00 | 7 | 4.92% | 1.9622 | 1.9622 | 39.8827 | 39.8827 | 0 | 0 | 0 | 0 | 0 | 0 | 0
2014-01-28 08:00 | 8 | 6.56% | 2.6163 | 2.6163 | 39.8827 | 39.8827 | 0 | 0 | 0 | 0 | 0 | 0 | 0
2014-01-28 09:00 | 9 | 6.56% | 2.6163 | 2.6163 | 39.8827 | 39.8827 | 0.0019608 | 0.0047059 | 0.0047059 | 0.0047059 | 0.0047059 | 0 | 0
2014-01-28 10:00 | 10 | 4.92% | 1.9622 | 1.9622 | 39.8827 | 39.8827 | 0.051961 | 0.12471 | 0.12471 | 0.12471 | 0.12471 | 0 | 0
2014-01-28 11:00 | 11 | 3.28% | 1.3082 | 1.3082 | 39.8827 | 39.8827 | 0.16373 | 0.39294 | 0.39294 | 0.39294 | 0.39294 | 0 | 0
2014-01-28 12:00 | 12 | 3.28% | 1.3082 | 1.3082 | 39.8827 | 39.8827 | 0.26765 | 0.64235 | 0.64235 | 0.64235 | 0.64235 | 0 | 0
2014-01-28 13:00 | 13 | 3.28% | 1.3082 | 1.3082 | 39.8827 | 39.8827 | 0.22598 | 0.54235 | 0.54235 | 0.54235 | 0.54235 | 0 | 0
2014-01-28 14:00 | 14 | 3.28% | 1.3082 | 1.3082 | 39.8827 | 39.8827 | 0.15245 | 0.36588 | 0.36588 | 0.36588 | 0.36588 | 0 | 0
2014-01-28 15:00 | 15 | 3.28% | 1.3082 | 1.3082 | 39.8827 | 39.8827 | 0.15539 | 0.37294 | 0.37294 | 0.37294 | 0.37294 | 0 | 0
2014-01-28 16:00 | 16 | 3.28% | 1.3082 | 1.3082 | 39.8827 | 39.8827 | 0.016667 | 0.04 | 0.04 | 0.04 | 0.04 | 0 | 0
2014-01-28 17:00 | 17 | 4.92% | 1.9622 | 1.9622 | 39.8827 | 39.8827 | 0.00098039 | 0.0023529 | 0.0023529 | 0.0023529 | 0.0023529 | 0 | 0
2014-01-28 18:00 | 18 | 6.56% | 2.6163 | 2.6163 | 39.8827 | 39.8827 | 0 | 0 | 0 | 0 | 0 | 0 | 0
2014-01-28 19:00 | 19 | 9.84% | 3.9245 | 3.9245 | 39.8827 | 39.8827 | 0 | 0 | 0 | 0 | 0 | 0 | 0
2014-01-28 20:00 | 20 | 8.2% | 3.2704 | 3.2704 | 39.8827 | 39.8827 | 0 | 0 | 0 | 0 | 0 | 0 | 0
2014-01-28 21:00 | 21 | 6.56% | 2.6163 | 2.6163 | 39.8827 | 39.8827 | 0 | 0 | 0 | 0 | 0 | 0 | 0
2014-01-28 22:00 | 22 | 4.92% | 1.9622 | 1.9622 | 39.8827 | 39.8827 | 0 | 0 | 0 | 0 | 0 | 0 | 0
2014-01-28 23:00 | 23 | 3.28% | 1.3082 | 1.3082 | 39.8827 | 39.8827 | 0 | 0 | 0 | 0 | 0 | 0 | 0
2014-01-29 | 24 | 1.64% | 0.65408 | 0.65408 | 39.8827 | 39.8827 | 0 | 0 | 0 | 0 | 0 | 0 | 0
2014-01-29 01:00 | 1 | 1.64% | 0.65408 | 0.65408 | 39.8827 | 39.8827 | 0 | 0 | 0 | 0 | 0 | 0 | 0
2014-01-29 02:00 | 2 | 1.64% | 0.65408 | 0.65408 | 39.8827 | 39.8827 | 0 | 0 | 0 | 0 | 0 | 0 | 0
2014-01-29 03:00 | 3 | 1.64% | 0.65408 | 0.65408 | 39.8827 | 39.8827 | 0 | 0 | 0 | 0 | 0 | 0 | 0
2014-01-29 04:00 | 4 | 1.64% | 0.65408 | 0.65408 | 39.8827 | 39.8827 | 0 | 0 | 0 | 0 | 0 | 0 | 0
2014-01-29 05:00 | 5 | 1.64% | 0.65408 | 0.65408 | 39.8827 | 39.8827 | 0 | 0 | 0 | 0 | 0 | 0 | 0
2014-01-29 06:00 | 6 | 3.28% | 1.3082 | 1.3082 | 39.8827 | 39.8827 | 0 | 0 | 0 | 0 | 0 | 0 | 0
2014-01-29 07:00 | 7 | 4.92% | 1.9622 | 1.9622 | 39.8827 | 39.8827 | 0 | 0 | 0 | 0 | 0 | 0 | 0
2014-01-29 08:00 | 8 | 6.56% | 2.6163 | 2.6163 | 39.8827 | 39.8827 | 0 | 0 | 0 | 0 | 0 | 0 | 0
2014-01-29 09:00 | 9 | 6.56% | 2.6163 | 2.6163 | 39.8827 | 39.8827 | 0 | 0 | 0 | 0 | 0 | 0 | 0
2014-01-29 10:00 | 10 | 4.92% | 1.9622 | 1.9622 | 39.8827 | 39.8827 | 0.012255 | 0.029412 | 0.029412 | 0.029412 | 0.029412 | 0 | 0
2014-01-29 11:00 | 11 | 3.28% | 1.3082 | 1.3082 | 39.8827 | 39.8827 | 0.07598 | 0.18235 | 0.18235 | 0.18235 | 0.18235 | 0 | 0
2014-01-29 12:00 | 12 | 3.28% | 1.3082 | 1.3082 | 39.8827 | 39.8827 | 0.18971 | 0.45529 | 0.45529 | 0.45529 | 0.45529 | 0 | 0
2014-01-29 13:00 | 13 | 3.28% | 1.3082 | 1.3082 | 39.8827 | 39.8827 | 0.26127 | 0.62706 | 0.62706 | 0.62706 | 0.62706 | 0 | 0
2014-01-29 14:00 | 14 | 3.28% | 1.3082 | 1.3082 | 39.8827 | 39.8827 | 0.18186 | 0.43647 | 0.43647 | 0.43647 | 0.43647 | 0 | 0
2014-01-29 15:00 | 15 | 3.28% | 1.3082 | 1.3082 | 39.8827 | 39.8827 | 0.13186 | 0.31647 | 0.31647 | 0.31647 | 0.31647 | 0 | 0
2014-01-29 16:00 | 16 | 3.28% | 1.3082 | 1.3082 | 39.8827 | 39.8827 | 0.067157 | 0.16118 | 0.16118 | 0.16118 | 0.16118 | 0 | 0
2014-01-29 17:00 | 17 | 4.92% | 1.9622 | 1.9622 | 39.8827 | 39.8827 | 0.004902 | 0.011765 | 0.011765 | 0.011765 | 0.011765 | 0 | 0
2014-01-29 18:00 | 18 | 6.56% | 2.6163 | 2.6163 | 39.8827 | 39.8827 | 0 | 0 | 0 | 0 | 0 | 0 | 0
2014-01-29 19:00 | 19 | 9.84% | 3.9245 | 3.9245 | 39.8827 | 39.8827 | 0 | 0 | 0 | 0 | 0 | 0 | 0
2014-01-29 20:00 | 20 | 8.2% | 3.2704 | 3.2704 | 39.8827 | 39.8827 | 0 | 0 | 0 | 0 | 0 | 0 | 0
2014-01-29 21:00 | 21 | 6.56% | 2.6163 | 2.6163 | 39.8827 | 39.8827 | 0 | 0 | 0 | 0 | 0 | 0 | 0
2014-01-29 22:00 | 22 | 4.92% | 1.9622 | 1.9622 | 39.8827 | 39.8827 | 0 | 0 | 0 | 0 | 0 | 0 | 0
2014-01-29 23:00 | 23 | 3.28% | 1.3082 | 1.3082 | 39.8827 | 39.8827 | 0 | 0 | 0 | 0 | 0 | 0 | 0
2014-01-30 | 24 | 1.64% | 0.65408 | 0.65408 | 39.8827 | 39.8827 | 0 | 0 | 0 | 0 | 0 | 0 | 0
2014-01-30 01:00 | 1 | 1.64% | 0.65408 | 0.65408 | 39.8827 | 39.8827 | 0 | 0 | 0 | 0 | 0 | 0 | 0
2014-01-30 02:00 | 2 | 1.64% | 0.65408 | 0.65408 | 39.8827 | 39.8827 | 0 | 0 | 0 | 0 | 0 | 0 | 0
2014-01-30 03:00 | 3 | 1.64% | 0.65408 | 0.65408 | 39.8827 | 39.8827 | 0 | 0 | 0 | 0 | 0 | 0 | 0
2014-01-30 04:00 | 4 | 1.64% | 0.65408 | 0.65408 | 39.8827 | 39.8827 | 0 | 0 | 0 | 0 | 0 | 0 | 0
2014-01-30 05:00 | 5 | 1.64% | 0.65408 | 0.65408 | 39.8827 | 39.8827 | 0 | 0 | 0 | 0 | 0 | 0 | 0
2014-01-30 06:00 | 6 | 3.28% | 1.3082 | 1.3082 | 39.8827 | 39.8827 | 0 | 0 | 0 | 0 | 0 | 0 | 0
2014-01-30 07:00 | 7 | 4.92% | 1.9622 | 1.9622 | 39.8827 | 39.8827 | 0 | 0 | 0 | 0 | 0 | 0 | 0
2014-01-30 08:00 | 8 | 6.56% | 2.6163 | 2.6163 | 39.8827 | 39.8827 | 0 | 0 | 0 | 0 | 0 | 0 | 0
2014-01-30 09:00 | 9 | 6.56% | 2.6163 | 2.6163 | 39.8827 | 39.8827 | 0.002451 | 0.0058824 | 0.0058824 | 0.0058824 | 0.0058824 | 0 | 0
2014-01-30 10:00 | 10 | 4.92% | 1.9622 | 1.9622 | 39.8827 | 39.8827 | 0.02451 | 0.058824 | 0.058824 | 0.058824 | 0.058824 | 0 | 0
2014-01-30 11:00 | 11 | 3.28% | 1.3082 | 1.3082 | 39.8827 | 39.8827 | 0.15098 | 0.36235 | 0.36235 | 0.36235 | 0.36235 | 0 | 0
2014-01-30 12:00 | 12 | 3.28% | 1.3082 | 1.3082 | 39.8827 | 39.8827 | 0.27843 | 0.66824 | 0.66824 | 0.66824 | 0.66824 | 0 | 0
2014-01-30 13:00 | 13 | 3.28% | 1.3082 | 1.3082 | 39.8827 | 39.8827 | 0.30588 | 0.73412 | 0.73412 | 0.73412 | 0.73412 | 0 | 0
2014-01-30 14:00 | 14 | 3.28% | 1.3082 | 1.3082 | 39.8827 | 39.8827 | 0.29412 | 0.70588 | 0.70588 | 0.70588 | 0.70588 | 0 | 0
2014-01-30 15:00 | 15 | 3.28% | 1.3082 | 1.3082 | 39.8827 | 39.8827 | 0.21422 | 0.51412 | 0.51412 | 0.51412 | 0.51412 | 0 | 0
2014-01-30 16:00 | 16 | 3.28% | 1.3082 | 1.3082 | 39.8827 | 39.8827 | 0.085784 | 0.20588 | 0.20588 | 0.20588 | 0.20588 | 0 | 0
2014-01-30 17:00 | 17 | 4.92% | 1.9622 | 1.9622 | 39.8827 | 39.8827 | 0.0063725 | 0.015294 | 0.015294 | 0.015294 | 0.015294 | 0 | 0
2014-01-30 18:00 | 18 | 6.56% | 2.6163 | 2.6163 | 39.8827 | 39.8827 | 0 | 0 | 0 | 0 | 0 | 0 | 0
2014-01-30 19:00 | 19 | 9.84% | 3.9245 | 3.9245 | 39.8827 | 39.8827 | 0 | 0 | 0 | 0 | 0 | 0 | 0
2014-01-30 20:00 | 20 | 8.2% | 3.2704 | 3.2704 | 39.8827 | 39.8827 | 0 | 0 | 0 | 0 | 0 | 0 | 0
2014-01-30 21:00 | 21 | 6.56% | 2.6163 | 2.6163 | 39.8827 | 39.8827 | 0 | 0 | 0 | 0 | 0 | 0 | 0
2014-01-30 22:00 | 22 | 4.92% | 1.9622 | 1.9622 | 39.8827 | 39.8827 | 0 | 0 | 0 | 0 | 0 | 0 | 0
2014-01-30 23:00 | 23 | 3.28% | 1.3082 | 1.3082 | 39.8827 | 39.8827 | 0 | 0 | 0 | 0 | 0 | 0 | 0
2014-01-31 | 24 | 1.64% | 0.65408 | 0.65408 | 39.8827 | 39.8827 | 0 | 0 | 0 | 0 | 0 | 0 | 0
2014-01-31 01:00 | 1 | 1.64% | 0.65408 | 0.65408 | 39.8827 | 39.8827 | 0 | 0 | 0 | 0 | 0 | 0 | 0
2014-01-31 02:00 | 2 | 1.64% | 0.65408 | 0.65408 | 39.8827 | 39.8827 | 0 | 0 | 0 | 0 | 0 | 0 | 0
2014-01-31 03:00 | 3 | 1.64% | 0.65408 | 0.65408 | 39.8827 | 39.8827 | 0 | 0 | 0 | 0 | 0 | 0 | 0
2014-01-31 04:00 | 4 | 1.64% | 0.65408 | 0.65408 | 39.8827 | 39.8827 | 0 | 0 | 0 | 0 | 0 | 0 | 0
2014-01-31 05:00 | 5 | 1.64% | 0.65408 | 0.65408 | 39.8827 | 39.8827 | 0 | 0 | 0 | 0 | 0 | 0 | 0
2014-01-31 06:00 | 6 | 3.28% | 1.3082 | 1.3082 | 39.8827 | 39.8827 | 0 | 0 | 0 | 0 | 0 | 0 | 0
2014-01-31 07:00 | 7 | 4.92% | 1.9622 | 1.9622 | 39.8827 | 39.8827 | 0 | 0 | 0 | 0 | 0 | 0 | 0
2014-01-31 08:00 | 8 | 6.56% | 2.6163 | 2.6163 | 39.8827 | 39.8827 | 0 | 0 | 0 | 0 | 0 | 0 | 0
2014-01-31 09:00 | 9 | 6.56% | 2.6163 | 2.6163 | 39.8827 | 39.8827 | 0.0019608 | 0.0047059 | 0.0047059 | 0.0047059 | 0.0047059 | 0 | 0
2014-01-31 10:00 | 10 | 4.92% | 1.9622 | 1.9622 | 39.8827 | 39.8827 | 0.07451 | 0.17882 | 0.17882 | 0.17882 | 0.17882 | 0 | 0
2014-01-31 11:00 | 11 | 3.28% | 1.3082 | 1.3082 | 39.8827 | 39.8827 | 0.17255 | 0.41412 | 0.41412 | 0.41412 | 0.41412 | 0 | 0
2014-01-31 12:00 | 12 | 3.28% | 1.3082 | 1.3082 | 39.8827 | 39.8827 | 0.28627 | 0.68706 | 0.68706 | 0.68706 | 0.68706 | 0 | 0
2014-01-31 13:00 | 13 | 3.28% | 1.3082 | 1.3082 | 39.8827 | 39.8827 | 0.27059 | 0.64941 | 0.64941 | 0.64941 | 0.64941 | 0 | 0
2014-01-31 14:00 | 14 | 3.28% | 1.3082 | 1.3082 | 39.8827 | 39.8827 | 0.1701 | 0.40824 | 0.40824 | 0.40824 | 0.40824 | 0 | 0
2014-01-31 15:00 | 15 | 3.28% | 1.3082 | 1.3082 | 39.8827 | 39.8827 | 0.10343 | 0.24824 | 0.24824 | 0.24824 | 0.24824 | 0 | 0
2014-01-31 16:00 | 16 | 3.28% | 1.3082 | 1.3082 | 39.8827 | 39.8827 | 0.021078 | 0.050588 | 0.050588 | 0.050588 | 0.050588 | 0 | 0
2014-01-31 17:00 | 17 | 4.92% | 1.9622 | 1.9622 | 39.8827 | 39.8827 | 0.00098039 | 0.0023529 | 0.0023529 | 0.0023529 | 0.0023529 | 0 | 0
2014-01-31 18:00 | 18 | 6.56% | 2.6163 | 2.6163 | 39.8827 | 39.8827 | 0 | 0 | 0 | 0 | 0 | 0 | 0
2014-01-31 19:00 | 19 | 9.84% | 3.9245 | 3.9245 | 39.8827 | 39.8827 | 0 | 0 | 0 | 0 | 0 | 0 | 0
2014-01-31 20:00 | 20 | 8.2% | 3.2704 | 3.2704 | 39.8827 | 39.8827 | 0 | 0 | 0 | 0 | 0 | 0 | 0
2014-01-31 21:00 | 21 | 6.56% | 2.6163 | 2.6163 | 39.8827 | 39.8827 | 0 | 0 | 0 | 0 | 0 | 0 | 0
2014-01-31 22:00 | 22 | 4.92% | 1.9622 | 1.9622 | 39.8827 | 39.8827 | 0 | 0 | 0 | 0 | 0 | 0 | 0
2014-01-31 23:00 | 23 | 3.28% | 1.3082 | 1.3082 | 39.8827 | 39.8827 | 0 | 0 | 0 | 0 | 0 | 0 | 0
2014-02-01 | 24 | 1.64% | 0.65408 | 0.65408 | 39.8827 | 39.8827 | 0 | 0 | 0 | 0 | 0 | 0 | 0
2014-02-01 01:00 | 1 | 1.64% | 0.69829 | 0.69829 | 42.5788 | 42.5788 | 0 | 0 | 0 | 0 | 0 | 0 | 0
2014-02-01 02:00 | 2 | 1.64% | 0.69829 | 0.69829 | 42.5788 | 42.5788 | 0 | 0 | 0 | 0 | 0 | 0 | 0
2014-02-01 03:00 | 3 | 1.64% | 0.69829 | 0.69829 | 42.5788 | 42.5788 | 0 | 0 | 0 | 0 | 0 | 0 | 0
2014-02-01 04:00 | 4 | 1.64% | 0.69829 | 0.69829 | 42.5788 | 42.5788 | 0 | 0 | 0 | 0 | 0 | 0 | 0
2014-02-01 05:00 | 5 | 1.64% | 0.69829 | 0.69829 | 42.5788 | 42.5788 | 0 | 0 | 0 | 0 | 0 | 0 | 0
2014-02-01 06:00 | 6 | 3.28% | 1.3966 | 1.3966 | 42.5788 | 42.5788 | 0 | 0 | 0 | 0 | 0 | 0 | 0
2014-02-01 07:00 | 7 | 4.92% | 2.0949 | 2.0949 | 42.5788 | 42.5788 | 0 | 0 | 0 | 0 | 0 | 0 | 0
2014-02-01 08:00 | 8 | 6.56% | 2.7932 | 2.7932 | 42.5788 | 42.5788 | 0 | 0 | 0 | 0 | 0 | 0 | 0
2014-02-01 09:00 | 9 | 6.56% | 2.7932 | 2.7932 | 42.5788 | 42.5788 | 0.00098039 | 0.0023529 | 0.0023529 | 0.0023529 | 0.0023529 | 0 | 0
2014-02-01 10:00 | 10 | 4.92% | 2.0949 | 2.0949 | 42.5788 | 42.5788 | 0.032353 | 0.077647 | 0.077647 | 0.077647 | 0.077647 | 0 | 0
2014-02-01 11:00 | 11 | 3.28% | 1.3966 | 1.3966 | 42.5788 | 42.5788 | 0.095588 | 0.22941 | 0.22941 | 0.22941 | 0.22941 | 0 | 0
2014-02-01 12:00 | 12 | 3.28% | 1.3966 | 1.3966 | 42.5788 | 42.5788 | 0.15441 | 0.37059 | 0.37059 | 0.37059 | 0.37059 | 0 | 0
2014-02-01 13:00 | 13 | 3.28% | 1.3966 | 1.3966 | 42.5788 | 42.5788 | 0.24951 | 0.59882 | 0.59882 | 0.59882 | 0.59882 | 0 | 0
2014-02-01 14:00 | 14 | 3.28% | 1.3966 | 1.3966 | 42.5788 | 42.5788 | 0.28088 | 0.67412 | 0.67412 | 0.67412 | 0.67412 | 0 | 0
2014-02-01 15:00 | 15 | 3.28% | 1.3966 | 1.3966 | 42.5788 | 42.5788 | 0.1701 | 0.40824 | 0.40824 | 0.40824 | 0.40824 | 0 | 0
2014-02-01 16:00 | 16 | 3.28% | 1.3966 | 1.3966 | 42.5788 | 42.5788 | 0.026471 | 0.063529 | 0.063529 | 0.063529 | 0.063529 | 0 | 0
2014-02-01 17:00 | 17 | 4.92% | 2.0949 | 2.0949 | 42.5788 | 42.5788 | 0.0034314 | 0.0082353 | 0.0082353 | 0.0082353 | 0.0082353 | 0 | 0
2014-02-01 18:00 | 18 | 6.56% | 2.7932 | 2.7932 | 42.5788 | 42.5788 | 0 | 0 | 0 | 0 | 0 | 0 | 0
2014-02-01 19:00 | 19 | 9.84% | 4.1898 | 4.1898 | 42.5788 | 42.5788 | 0 | 0 | 0 | 0 | 0 | 0 | 0
2014-02-01 20:00 | 20 | 8.2% | 3.4915 | 3.4915 | 42.5788 | 42.5788 | 0 | 0 | 0 | 0 | 0 | 0 | 0
2014-02-01 21:00 | 21 | 6.56% | 2.7932 | 2.7932 | 42.5788 | 42.5788 | 0 | 0 | 0 | 0 | 0 | 0 | 0
2014-02-01 22:00 | 22 | 4.92% | 2.0949 | 2.0949 | 42.5788 | 42.5788 | 0 | 0 | 0 | 0 | 0 | 0 | 0
2014-02-01 23:00 | 23 | 3.28% | 1.3966 | 1.3966 | 42.5788 | 42.5788 | 0 | 0 | 0 | 0 | 0 | 0 | 0
2014-02-02 | 24 | 1.64% | 0.69829 | 0.69829 | 42.5788 | 42.5788 | 0 | 0 | 0 | 0 | 0 | 0 | 0
2014-02-02 01:00 | 1 | 1.64% | 0.69829 | 0.69829 | 42.5788 | 42.5788 | 0 | 0 | 0 | 0 | 0 | 0 | 0
2014-02-02 02:00 | 2 | 1.64% | 0.69829 | 0.69829 | 42.5788 | 42.5788 | 0 | 0 | 0 | 0 | 0 | 0 | 0
2014-02-02 03:00 | 3 | 1.64% | 0.69829 | 0.69829 | 42.5788 | 42.5788 | 0 | 0 | 0 | 0 | 0 | 0 | 0
2014-02-02 04:00 | 4 | 1.64% | 0.69829 | 0.69829 | 42.5788 | 42.5788 | 0 | 0 | 0 | 0 | 0 | 0 | 0
2014-02-02 05:00 | 5 | 1.64% | 0.69829 | 0.69829 | 42.5788 | 42.5788 | 0 | 0 | 0 | 0 | 0 | 0 | 0
2014-02-02 06:00 | 6 | 3.28% | 1.3966 | 1.3966 | 42.5788 | 42.5788 | 0 | 0 | 0 | 0 | 0 | 0 | 0
2014-02-02 07:00 | 7 | 4.92% | 2.0949 | 2.0949 | 42.5788 | 42.5788 | 0 | 0 | 0 | 0 | 0 | 0 | 0
2014-02-02 08:00 | 8 | 6.56% | 2.7932 | 2.7932 | 42.5788 | 42.5788 | 0 | 0 | 0 | 0 | 0 | 0 | 0
2014-02-02 09:00 | 9 | 6.56% | 2.7932 | 2.7932 | 42.5788 | 42.5788 | 0.0044118 | 0.010588 | 0.010588 | 0.010588 | 0.010588 | 0 | 0
2014-02-02 10:00 | 10 | 4.92% | 2.0949 | 2.0949 | 42.5788 | 42.5788 | 0.04902 | 0.11765 | 0.11765 | 0.11765 | 0.11765 | 0 | 0
2014-02-02 11:00 | 11 | 3.28% | 1.3966 | 1.3966 | 42.5788 | 42.5788 | 0.19167 | 0.46 | 0.46 | 0.46 | 0.46 | 0 | 0
2014-02-02 12:00 | 12 | 3.28% | 1.3966 | 1.3966 | 42.5788 | 42.5788 | 0.23775 | 0.57059 | 0.57059 | 0.57059 | 0.57059 | 0 | 0
2014-02-02 13:00 | 13 | 3.28% | 1.3966 | 1.3966 | 42.5788 | 42.5788 | 0.24559 | 0.58941 | 0.58941 | 0.58941 | 0.58941 | 0 | 0
2014-02-02 14:00 | 14 | 3.28% | 1.3966 | 1.3966 | 42.5788 | 42.5788 | 0.18431 | 0.44235 | 0.44235 | 0.44235 | 0.44235 | 0 | 0
2014-02-02 15:00 | 15 | 3.28% | 1.3966 | 1.3966 | 42.5788 | 42.5788 | 0.071569 | 0.17176 | 0.17176 | 0.17176 | 0.17176 | 0 | 0
2014-02-02 16:00 | 16 | 3.28% | 1.3966 | 1.3966 | 42.5788 | 42.5788 | 0.02451 | 0.058824 | 0.058824 | 0.058824 | 0.058824 | 0 | 0
2014-02-02 17:00 | 17 | 4.92% | 2.0949 | 2.0949 | 42.5788 | 42.5788 | 0.0019608 | 0.0047059 | 0.0047059 | 0.0047059 | 0.0047059 | 0 | 0
2014-02-02 18:00 | 18 | 6.56% | 2.7932 | 2.7932 | 42.5788 | 42.5788 | 0 | 0 | 0 | 0 | 0 | 0 | 0
2014-02-02 19:00 | 19 | 9.84% | 4.1898 | 4.1898 | 42.5788 | 42.5788 | 0 | 0 | 0 | 0 | 0 | 0 | 0
2014-02-02 20:00 | 20 | 8.2% | 3.4915 | 3.4915 | 42.5788 | 42.5788 | 0 | 0 | 0 | 0 | 0 | 0 | 0
2014-02-02 21:00 | 21 | 6.56% | 2.7932 | 2.7932 | 42.5788 | 42.5788 | 0 | 0 | 0 | 0 | 0 | 0 | 0
2014-02-02 22:00 | 22 | 4.92% | 2.0949 | 2.0949 | 42.5788 | 42.5788 | 0 | 0 | 0 | 0 | 0 | 0 | 0
2014-02-02 23:00 | 23 | 3.28% | 1.3966 | 1.3966 | 42.5788 | 42.5788 | 0 | 0 | 0 | 0 | 0 | 0 | 0
2014-02-03 | 24 | 1.64% | 0.69829 | 0.69829 | 42.5788 | 42.5788 | 0 | 0 | 0 | 0 | 0 | 0 | 0
2014-02-03 01:00 | 1 | 1.64% | 0.69829 | 0.69829 | 42.5788 | 42.5788 | 0 | 0 | 0 | 0 | 0 | 0 | 0
2014-02-03 02:00 | 2 | 1.64% | 0.69829 | 0.69829 | 42.5788 | 42.5788 | 0 | 0 | 0 | 0 | 0 | 0 | 0
2014-02-03 03:00 | 3 | 1.64% | 0.69829 | 0.69829 | 42.5788 | 42.5788 | 0 | 0 | 0 | 0 | 0 | 0 | 0
2014-02-03 04:00 | 4 | 1.64% | 0.69829 | 0.69829 | 42.5788 | 42.5788 | 0 | 0 | 0 | 0 | 0 | 0 | 0
2014-02-03 05:00 | 5 | 1.64% | 0.69829 | 0.69829 | 42.5788 | 42.5788 | 0 | 0 | 0 | 0 | 0 | 0 | 0
2014-02-03 06:00 | 6 | 3.28% | 1.3966 | 1.3966 | 42.5788 | 42.5788 | 0 | 0 | 0 | 0 | 0 | 0 | 0
2014-02-03 07:00 | 7 | 4.92% | 2.0949 | 2.0949 | 42.5788 | 42.5788 | 0 | 0 | 0 | 0 | 0 | 0 | 0
2014-02-03 08:00 | 8 | 6.56% | 2.7932 | 2.7932 | 42.5788 | 42.5788 | 0 | 0 | 0 | 0 | 0 | 0 | 0
2014-02-03 09:00 | 9 | 6.56% | 2.7932 | 2.7932 | 42.5788 | 42.5788 | 0 | 0 | 0 | 0 | 0 | 0 | 0
2014-02-03 10:00 | 10 | 4.92% | 2.0949 | 2.0949 | 42.5788 | 42.5788 | 0.017647 | 0.042353 | 0.042353 | 0.042353 | 0.042353 | 0 | 0
2014-02-03 11:00 | 11 | 3.28% | 1.3966 | 1.3966 | 42.5788 | 42.5788 | 0.056373 | 0.13529 | 0.13529 | 0.13529 | 0.13529 | 0 | 0
2014-02-03 12:00 | 12 | 3.28% | 1.3966 | 1.3966 | 42.5788 | 42.5788 | 0.069608 | 0.16706 | 0.16706 | 0.16706 | 0.16706 | 0 | 0
2014-02-03 13:00 | 13 | 3.28% | 1.3966 | 1.3966 | 42.5788 | 42.5788 | 0.054902 | 0.13176 | 0.13176 | 0.13176 | 0.13176 | 0 | 0
2014-02-03 14:00 | 14 | 3.28% | 1.3966 | 1.3966 | 42.5788 | 42.5788 | 0.11569 | 0.27765 | 0.27765 | 0.27765 | 0.27765 | 0 | 0
2014-02-03 15:00 | 15 | 3.28% | 1.3966 | 1.3966 | 42.5788 | 42.5788 | 0.15882 | 0.38118 | 0.38118 | 0.38118 | 0.38118 | 0 | 0
2014-02-03 16:00 | 16 | 3.28% | 1.3966 | 1.3966 | 42.5788 | 42.5788 | 0.045098 | 0.10824 | 0.10824 | 0.10824 | 0.10824 | 0 | 0
2014-02-03 17:00 | 17 | 4.92% | 2.0949 | 2.0949 | 42.5788 | 42.5788 | 0.004902 | 0.011765 | 0.011765 | 0.011765 | 0.011765 | 0 | 0
2014-02-03 18:00 | 18 | 6.56% | 2.7932 | 2.7932 | 42.5788 | 42.5788 | 0 | 0 | 0 | 0 | 0 | 0 | 0
2014-02-03 19:00 | 19 | 9.84% | 4.1898 | 4.1898 | 42.5788 | 42.5788 | 0 | 0 | 0 | 0 | 0 | 0 | 0
2014-02-03 20:00 | 20 | 8.2% | 3.4915 | 3.4915 | 42.5788 | 42.5788 | 0 | 0 | 0 | 0 | 0 | 0 | 0
2014-02-03 21:00 | 21 | 6.56% | 2.7932 | 2.7932 | 42.5788 | 42.5788 | 0 | 0 | 0 | 0 | 0 | 0 | 0
2014-02-03 22:00 | 22 | 4.92% | 2.0949 | 2.0949 | 42.5788 | 42.5788 | 0 | 0 | 0 | 0 | 0 | 0 | 0
2014-02-03 23:00 | 23 | 3.28% | 1.3966 | 1.3966 | 42.5788 | 42.5788 | 0 | 0 | 0 | 0 | 0 | 0 | 0
2014-02-04 | 24 | 1.64% | 0.69829 | 0.69829 | 42.5788 | 42.5788 | 0 | 0 | 0 | 0 | 0 | 0 | 0
2014-02-04 01:00 | 1 | 1.64% | 0.69829 | 0.69829 | 42.5788 | 42.5788 | 0 | 0 | 0 | 0 | 0 | 0 | 0
2014-02-04 02:00 | 2 | 1.64% | 0.69829 | 0.69829 | 42.5788 | 42.5788 | 0 | 0 | 0 | 0 | 0 | 0 | 0
2014-02-04 03:00 | 3 | 1.64% | 0.69829 | 0.69829 | 42.5788 | 42.5788 | 0 | 0 | 0 | 0 | 0 | 0 | 0
2014-02-04 04:00 | 4 | 1.64% | 0.69829 | 0.69829 | 42.5788 | 42.5788 | 0 | 0 | 0 | 0 | 0 | 0 | 0
2014-02-04 05:00 | 5 | 1.64% | 0.69829 | 0.69829 | 42.5788 | 42.5788 | 0 | 0 | 0 | 0 | 0 | 0 | 0
2014-02-04 06:00 | 6 | 3.28% | 1.3966 | 1.3966 | 42.5788 | 42.5788 | 0 | 0 | 0 | 0 | 0 | 0 | 0
2014-02-04 07:00 | 7 | 4.92% | 2.0949 | 2.0949 | 42.5788 | 42.5788 | 0 | 0 | 0 | 0 | 0 | 0 | 0
2014-02-04 08:00 | 8 | 6.56% | 2.7932 | 2.7932 | 42.5788 | 42.5788 | 0 | 0 | 0 | 0 | 0 | 0 | 0
2014-02-04 09:00 | 9 | 6.56% | 2.7932 | 2.7932 | 42.5788 | 42.5788 | 0.002451 | 0.0058824 | 0.0058824 | 0.0058824 | 0.0058824 | 0 | 0
2014-02-04 10:00 | 10 | 4.92% | 2.0949 | 2.0949 | 42.5788 | 42.5788 | 0.017647 | 0.042353 | 0.042353 | 0.042353 | 0.042353 | 0 | 0
2014-02-04 11:00 | 11 | 3.28% | 1.3966 | 1.3966 | 42.5788 | 42.5788 | 0.18137 | 0.43529 | 0.43529 | 0.43529 | 0.43529 | 0 | 0
2014-02-04 12:00 | 12 | 3.28% | 1.3966 | 1.3966 | 42.5788 | 42.5788 | 0.27059 | 0.64941 | 0.64941 | 0.64941 | 0.64941 | 0 | 0
2014-02-04 13:00 | 13 | 3.28% | 1.3966 | 1.3966 | 42.5788 | 42.5788 | 0.25539 | 0.61294 | 0.61294 | 0.61294 | 0.61294 | 0 | 0
2014-02-04 14:00 | 14 | 3.28% | 1.3966 | 1.3966 | 42.5788 | 42.5788 | 0.1701 | 0.40824 | 0.40824 | 0.40824 | 0.40824 | 0 | 0
2014-02-04 15:00 | 15 | 3.28% | 1.3966 | 1.3966 | 42.5788 | 42.5788 | 0.13824 | 0.33176 | 0.33176 | 0.33176 | 0.33176 | 0 | 0
2014-02-04 16:00 | 16 | 3.28% | 1.3966 | 1.3966 | 42.5788 | 42.5788 | 0.041667 | 0.1 | 0.1 | 0.1 | 0.1 | 0 | 0
2014-02-04 17:00 | 17 | 4.92% | 2.0949 | 2.0949 | 42.5788 | 42.5788 | 0.0039216 | 0.0094118 | 0.0094118 | 0.0094118 | 0.0094118 | 0 | 0
2014-02-04 18:00 | 18 | 6.56% | 2.7932 | 2.7932 | 42.5788 | 42.5788 | 0 | 0 | 0 | 0 | 0 | 0 | 0
2014-02-04 19:00 | 19 | 9.84% | 4.1898 | 4.1898 | 42.5788 | 42.5788 | 0 | 0 | 0 | 0 | 0 | 0 | 0
2014-02-04 20:00 | 20 | 8.2% | 3.4915 | 3.4915 | 42.5788 | 42.5788 | 0 | 0 | 0 | 0 | 0 | 0 | 0
2014-02-04 21:00 | 21 | 6.56% | 2.7932 | 2.7932 | 42.5788 | 42.5788 | 0 | 0 | 0 | 0 | 0 | 0 | 0
2014-02-04 22:00 | 22 | 4.92% | 2.0949 | 2.0949 | 42.5788 | 42.5788 | 0 | 0 | 0 | 0 | 0 | 0 | 0
2014-02-04 23:00 | 23 | 3.28% | 1.3966 | 1.3966 | 42.5788 | 42.5788 | 0 | 0 | 0 | 0 | 0 | 0 | 0
2014-02-05 | 24 | 1.64% | 0.69829 | 0.69829 | 42.5788 | 42.5788 | 0 | 0 | 0 | 0 | 0 | 0 | 0
2014-02-05 01:00 | 1 | 1.64% | 0.69829 | 0.69829 | 42.5788 | 42.5788 | 0 | 0 | 0 | 0 | 0 | 0 | 0
2014-02-05 02:00 | 2 | 1.64% | 0.69829 | 0.69829 | 42.5788 | 42.5788 | 0 | 0 | 0 | 0 | 0 | 0 | 0
2014-02-05 03:00 | 3 | 1.64% | 0.69829 | 0.69829 | 42.5788 | 42.5788 | 0 | 0 | 0 | 0 | 0 | 0 | 0
2014-02-05 04:00 | 4 | 1.64% | 0.69829 | 0.69829 | 42.5788 | 42.5788 | 0 | 0 | 0 | 0 | 0 | 0 | 0
2014-02-05 05:00 | 5 | 1.64% | 0.69829 | 0.69829 | 42.5788 | 42.5788 | 0 | 0 | 0 | 0 | 0 | 0 | 0
2014-02-05 06:00 | 6 | 3.28% | 1.3966 | 1.3966 | 42.5788 | 42.5788 | 0 | 0 | 0 | 0 | 0 | 0 | 0
2014-02-05 07:00 | 7 | 4.92% | 2.0949 | 2.0949 | 42.5788 | 42.5788 | 0 | 0 | 0 | 0 | 0 | 0 | 0
2014-02-05 08:00 | 8 | 6.56% | 2.7932 | 2.7932 | 42.5788 | 42.5788 | 0 | 0 | 0 | 0 | 0 | 0 | 0
2014-02-05 09:00 | 9 | 6.56% | 2.7932 | 2.7932 | 42.5788 | 42.5788 | 0.013725 | 0.032941 | 0.032941 | 0.032941 | 0.032941 | 0 | 0
2014-02-05 10:00 | 10 | 4.92% | 2.0949 | 2.0949 | 42.5788 | 42.5788 | 0.12108 | 0.29059 | 0.29059 | 0.29059 | 0.29059 | 0 | 0
2014-02-05 11:00 | 11 | 3.28% | 1.3966 | 1.3966 | 42.5788 | 42.5788 | 0.32598 | 0.78235 | 0.78235 | 0.78235 | 0.78235 | 0 | 0
2014-02-05 12:00 | 12 | 3.28% | 1.3966 | 1.3966 | 42.5788 | 42.5788 | 0.28578 | 0.68588 | 0.68588 | 0.68588 | 0.68588 | 0 | 0
2014-02-05 13:00 | 13 | 3.28% | 1.3966 | 1.3966 | 42.5788 | 42.5788 | 0.2652 | 0.63647 | 0.63647 | 0.63647 | 0.63647 | 0 | 0
2014-02-05 14:00 | 14 | 3.28% | 1.3966 | 1.3966 | 42.5788 | 42.5788 | 0.28431 | 0.68235 | 0.68235 | 0.68235 | 0.68235 | 0 | 0
2014-02-05 15:00 | 15 | 3.28% | 1.3966 | 1.3966 | 42.5788 | 42.5788 | 0.18382 | 0.44118 | 0.44118 | 0.44118 | 0.44118 | 0 | 0
2014-02-05 16:00 | 16 | 3.28% | 1.3966 | 1.3966 | 42.5788 | 42.5788 | 0.059314 | 0.14235 | 0.14235 | 0.14235 | 0.14235 | 0 | 0
2014-02-05 17:00 | 17 | 4.92% | 2.0949 | 2.0949 | 42.5788 | 42.5788 | 0.0073529 | 0.017647 | 0.017647 | 0.017647 | 0.017647 | 0 | 0
2014-02-05 18:00 | 18 | 6.56% | 2.7932 | 2.7932 | 42.5788 | 42.5788 | 0 | 0 | 0 | 0 | 0 | 0 | 0
2014-02-05 19:00 | 19 | 9.84% | 4.1898 | 4.1898 | 42.5788 | 42.5788 | 0 | 0 | 0 | 0 | 0 | 0 | 0
2014-02-05 20:00 | 20 | 8.2% | 3.4915 | 3.4915 | 42.5788 | 42.5788 | 0 | 0 | 0 | 0 | 0 | 0 | 0
2014-02-05 21:00 | 21 | 6.56% | 2.7932 | 2.7932 | 42.5788 | 42.5788 | 0 | 0 | 0 | 0 | 0 | 0 | 0
2014-02-05 22:00 | 22 | 4.92% | 2.0949 | 2.0949 | 42.5788 | 42.5788 | 0 | 0 | 0 | 0 | 0 | 0 | 0
2014-02-05 23:00 | 23 | 3.28% | 1.3966 | 1.3966 | 42.5788 | 42.5788 | 0 | 0 | 0 | 0 | 0 | 0 | 0
2014-02-06 | 24 | 1.64% | 0.69829 | 0.69829 | 42.5788 | 42.5788 | 0 | 0 | 0 | 0 | 0 | 0 | 0
2014-02-06 01:00 | 1 | 1.64% | 0.69829 | 0.69829 | 42.5788 | 42.5788 | 0 | 0 | 0 | 0 | 0 | 0 | 0
2014-02-06 02:00 | 2 | 1.64% | 0.69829 | 0.69829 | 42.5788 | 42.5788 | 0 | 0 | 0 | 0 | 0 | 0 | 0
2014-02-06 03:00 | 3 | 1.64% | 0.69829 | 0.69829 | 42.5788 | 42.5788 | 0 | 0 | 0 | 0 | 0 | 0 | 0
2014-02-06 04:00 | 4 | 1.64% | 0.69829 | 0.69829 | 42.5788 | 42.5788 | 0 | 0 | 0 | 0 | 0 | 0 | 0
2014-02-06 05:00 | 5 | 1.64% | 0.69829 | 0.69829 | 42.5788 | 42.5788 | 0 | 0 | 0 | 0 | 0 | 0 | 0
2014-02-06 06:00 | 6 | 3.28% | 1.3966 | 1.3966 | 42.5788 | 42.5788 | 0 | 0 | 0 | 0 | 0 | 0 | 0
2014-02-06 07:00 | 7 | 4.92% | 2.0949 | 2.0949 | 42.5788 | 42.5788 | 0 | 0 | 0 | 0 | 0 | 0 | 0
2014-02-06 08:00 | 8 | 6.56% | 2.7932 | 2.7932 | 42.5788 | 42.5788 | 0 | 0 | 0 | 0 | 0 | 0 | 0
2014-02-06 09:00 | 9 | 6.56% | 2.7932 | 2.7932 | 42.5788 | 42.5788 | 0.0039216 | 0.0094118 | 0.0094118 | 0.0094118 | 0.0094118 | 0 | 0
2014-02-06 10:00 | 10 | 4.92% | 2.0949 | 2.0949 | 42.5788 | 42.5788 | 0.09902 | 0.23765 | 0.23765 | 0.23765 | 0.23765 | 0 | 0
2014-02-06 11:00 | 11 | 3.28% | 1.3966 | 1.3966 | 42.5788 | 42.5788 | 0.20539 | 0.49294 | 0.49294 | 0.49294 | 0.49294 | 0 | 0
2014-02-06 12:00 | 12 | 3.28% | 1.3966 | 1.3966 | 42.5788 | 42.5788 | 0.35 | 0.84 | 0.84 | 0.84 | 0.84 | 0 | 0
2014-02-06 13:00 | 13 | 3.28% | 1.3966 | 1.3966 | 42.5788 | 42.5788 | 0.28088 | 0.67412 | 0.67412 | 0.67412 | 0.67412 | 0 | 0
2014-02-06 14:00 | 14 | 3.28% | 1.3966 | 1.3966 | 42.5788 | 42.5788 | 0.21275 | 0.51059 | 0.51059 | 0.51059 | 0.51059 | 0 | 0
2014-02-06 15:00 | 15 | 3.28% | 1.3966 | 1.3966 | 42.5788 | 42.5788 | 0.17598 | 0.42235 | 0.42235 | 0.42235 | 0.42235 | 0 | 0
2014-02-06 16:00 | 16 | 3.28% | 1.3966 | 1.3966 | 42.5788 | 42.5788 | 0.090686 | 0.21765 | 0.21765 | 0.21765 | 0.21765 | 0 | 0
2014-02-06 17:00 | 17 | 4.92% | 2.0949 | 2.0949 | 42.5788 | 42.5788 | 0.019608 | 0.047059 | 0.047059 | 0.047059 | 0.047059 | 0 | 0
2014-02-06 18:00 | 18 | 6.56% | 2.7932 | 2.7932 | 42.5788 | 42.5788 | 0.0004902 | 0.0011765 | 0.0011765 | 0.0011765 | 0.0011765 | 0 | 0
2014-02-06 19:00 | 19 | 9.84% | 4.1898 | 4.1898 | 42.5788 | 42.5788 | 0 | 0 | 0 | 0 | 0 | 0 | 0
2014-02-06 20:00 | 20 | 8.2% | 3.4915 | 3.4915 | 42.5788 | 42.5788 | 0 | 0 | 0 | 0 | 0 | 0 | 0
2014-02-06 21:00 | 21 | 6.56% | 2.7932 | 2.7932 | 42.5788 | 42.5788 | 0 | 0 | 0 | 0 | 0 | 0 | 0
2014-02-06 22:00 | 22 | 4.92% | 2.0949 | 2.0949 | 42.5788 | 42.5788 | 0 | 0 | 0 | 0 | 0 | 0 | 0
2014-02-06 23:00 | 23 | 3.28% | 1.3966 | 1.3966 | 42.5788 | 42.5788 | 0 | 0 | 0 | 0 | 0 | 0 | 0
2014-02-07 | 24 | 1.64% | 0.69829 | 0.69829 | 42.5788 | 42.5788 | 0 | 0 | 0 | 0 | 0 | 0 | 0
2014-02-07 01:00 | 1 | 1.64% | 0.69829 | 0.69829 | 42.5788 | 42.5788 | 0 | 0 | 0 | 0 | 0 | 0 | 0
2014-02-07 02:00 | 2 | 1.64% | 0.69829 | 0.69829 | 42.5788 | 42.5788 | 0 | 0 | 0 | 0 | 0 | 0 | 0
2014-02-07 03:00 | 3 | 1.64% | 0.69829 | 0.69829 | 42.5788 | 42.5788 | 0 | 0 | 0 | 0 | 0 | 0 | 0
2014-02-07 04:00 | 4 | 1.64% | 0.69829 | 0.69829 | 42.5788 | 42.5788 | 0 | 0 | 0 | 0 | 0 | 0 | 0
2014-02-07 05:00 | 5 | 1.64% | 0.69829 | 0.69829 | 42.5788 | 42.5788 | 0 | 0 | 0 | 0 | 0 | 0 | 0
2014-02-07 06:00 | 6 | 3.28% | 1.3966 | 1.3966 | 42.5788 | 42.5788 | 0 | 0 | 0 | 0 | 0 | 0 | 0
2014-02-07 07:00 | 7 | 4.92% | 2.0949 | 2.0949 | 42.5788 | 42.5788 | 0 | 0 | 0 | 0 | 0 | 0 | 0
2014-02-07 08:00 | 8 | 6.56% | 2.7932 | 2.7932 | 42.5788 | 42.5788 | 0 | 0 | 0 | 0 | 0 | 0 | 0
2014-02-07 09:00 | 9 | 6.56% | 2.7932 | 2.7932 | 42.5788 | 42.5788 | 0.013725 | 0.032941 | 0.032941 | 0.032941 | 0.032941 | 0 | 0
2014-02-07 10:00 | 10 | 4.92% | 2.0949 | 2.0949 | 42.5788 | 42.5788 | 0.034314 | 0.082353 | 0.082353 | 0.082353 | 0.082353 | 0 | 0
2014-02-07 11:00 | 11 | 3.28% | 1.3966 | 1.3966 | 42.5788 | 42.5788 | 0.16176 | 0.38824 | 0.38824 | 0.38824 | 0.38824 | 0 | 0
2014-02-07 12:00 | 12 | 3.28% | 1.3966 | 1.3966 | 42.5788 | 42.5788 | 0.28725 | 0.68941 | 0.68941 | 0.68941 | 0.68941 | 0 | 0
2014-02-07 13:00 | 13 | 3.28% | 1.3966 | 1.3966 | 42.5788 | 42.5788 | 0.325 | 0.78 | 0.78 | 0.78 | 0.78 | 0 | 0
2014-02-07 14:00 | 14 | 3.28% | 1.3966 | 1.3966 | 42.5788 | 42.5788 | 0.24118 | 0.57882 | 0.57882 | 0.57882 | 0.57882 | 0 | 0
2014-02-07 15:00 | 15 | 3.28% | 1.3966 | 1.3966 | 42.5788 | 42.5788 | 0.17353 | 0.41647 | 0.41647 | 0.41647 | 0.41647 | 0 | 0
2014-02-07 16:00 | 16 | 3.28% | 1.3966 | 1.3966 | 42.5788 | 42.5788 | 0.11225 | 0.26941 | 0.26941 | 0.26941 | 0.26941 | 0 | 0
2014-02-07 17:00 | 17 | 4.92% | 2.0949 | 2.0949 | 42.5788 | 42.5788 | 0.021569 | 0.051765 | 0.051765 | 0.051765 | 0.051765 | 0 | 0
2014-02-07 18:00 | 18 | 6.56% | 2.7932 | 2.7932 | 42.5788 | 42.5788 | 0 | 0 | 0 | 0 | 0 | 0 | 0
2014-02-07 19:00 | 19 | 9.84% | 4.1898 | 4.1898 | 42.5788 | 42.5788 | 0 | 0 | 0 | 0 | 0 | 0 | 0
2014-02-07 20:00 | 20 | 8.2% | 3.4915 | 3.4915 | 42.5788 | 42.5788 | 0 | 0 | 0 | 0 | 0 | 0 | 0
2014-02-07 21:00 | 21 | 6.56% | 2.7932 | 2.7932 | 42.5788 | 42.5788 | 0 | 0 | 0 | 0 | 0 | 0 | 0
2014-02-07 22:00 | 22 | 4.92% | 2.0949 | 2.0949 | 42.5788 | 42.5788 | 0 | 0 | 0 | 0 | 0 | 0 | 0
2014-02-07 23:00 | 23 | 3.28% | 1.3966 | 1.3966 | 42.5788 | 42.5788 | 0 | 0 | 0 | 0 | 0 | 0 | 0
2014-02-08 | 24 | 1.64% | 0.69829 | 0.69829 | 42.5788 | 42.5788 | 0 | 0 | 0 | 0 | 0 | 0 | 0
2014-02-08 01:00 | 1 | 1.64% | 0.69829 | 0.69829 | 42.5788 | 42.5788 | 0 | 0 | 0 | 0 | 0 | 0 | 0
2014-02-08 02:00 | 2 | 1.64% | 0.69829 | 0.69829 | 42.5788 | 42.5788 | 0 | 0 | 0 | 0 | 0 | 0 | 0
2014-02-08 03:00 | 3 | 1.64% | 0.69829 | 0.69829 | 42.5788 | 42.5788 | 0 | 0 | 0 | 0 | 0 | 0 | 0
2014-02-08 04:00 | 4 | 1.64% | 0.69829 | 0.69829 | 42.5788 | 42.5788 | 0 | 0 | 0 | 0 | 0 | 0 | 0
2014-02-08 05:00 | 5 | 1.64% | 0.69829 | 0.69829 | 42.5788 | 42.5788 | 0 | 0 | 0 | 0 | 0 | 0 | 0
2014-02-08 06:00 | 6 | 3.28% | 1.3966 | 1.3966 | 42.5788 | 42.5788 | 0 | 0 | 0 | 0 | 0 | 0 | 0
2014-02-08 07:00 | 7 | 4.92% | 2.0949 | 2.0949 | 42.5788 | 42.5788 | 0 | 0 | 0 | 0 | 0 | 0 | 0
2014-02-08 08:00 | 8 | 6.56% | 2.7932 | 2.7932 | 42.5788 | 42.5788 | 0 | 0 | 0 | 0 | 0 | 0 | 0
2014-02-08 09:00 | 9 | 6.56% | 2.7932 | 2.7932 | 42.5788 | 42.5788 | 0.015686 | 0.037647 | 0.037647 | 0.037647 | 0.037647 | 0 | 0
2014-02-08 10:00 | 10 | 4.92% | 2.0949 | 2.0949 | 42.5788 | 42.5788 | 0.16078 | 0.38588 | 0.38588 | 0.38588 | 0.38588 | 0 | 0
2014-02-08 11:00 | 11 | 3.28% | 1.3966 | 1.3966 | 42.5788 | 42.5788 | 0.25637 | 0.61529 | 0.61529 | 0.61529 | 0.61529 | 0 | 0
2014-02-08 12:00 | 12 | 3.28% | 1.3966 | 1.3966 | 42.5788 | 42.5788 | 0.38088 | 0.91412 | 0.91412 | 0.91412 | 0.91412 | 0 | 0
2014-02-08 13:00 | 13 | 3.28% | 1.3966 | 1.3966 | 42.5788 | 42.5788 | 0.4152 | 0.99647 | 0.99647 | 0.99647 | 0.99647 | 0 | 0
2014-02-08 14:00 | 14 | 3.28% | 1.3966 | 1.3966 | 42.5788 | 42.5788 | 0.34314 | 0.82353 | 0.82353 | 0.82353 | 0.82353 | 0 | 0
2014-02-08 15:00 | 15 | 3.28% | 1.3966 | 1.3966 | 42.5788 | 42.5788 | 0.19118 | 0.45882 | 0.45882 | 0.45882 | 0.45882 | 0 | 0
2014-02-08 16:00 | 16 | 3.28% | 1.3966 | 1.3966 | 42.5788 | 42.5788 | 0.057843 | 0.13882 | 0.13882 | 0.13882 | 0.13882 | 0 | 0
2014-02-08 17:00 | 17 | 4.92% | 2.0949 | 2.0949 | 42.5788 | 42.5788 | 0.0044118 | 0.010588 | 0.010588 | 0.010588 | 0.010588 | 0 | 0
2014-02-08 18:00 | 18 | 6.56% | 2.7932 | 2.7932 | 42.5788 | 42.5788 | 0 | 0 | 0 | 0 | 0 | 0 | 0
2014-02-08 19:00 | 19 | 9.84% | 4.1898 | 4.1898 | 42.5788 | 42.5788 | 0 | 0 | 0 | 0 | 0 | 0 | 0
2014-02-08 20:00 | 20 | 8.2% | 3.4915 | 3.4915 | 42.5788 | 42.5788 | 0 | 0 | 0 | 0 | 0 | 0 | 0
2014-02-08 21:00 | 21 | 6.56% | 2.7932 | 2.7932 | 42.5788 | 42.5788 | 0 | 0 | 0 | 0 | 0 | 0 | 0
2014-02-08 22:00 | 22 | 4.92% | 2.0949 | 2.0949 | 42.5788 | 42.5788 | 0 | 0 | 0 | 0 | 0 | 0 | 0
2014-02-08 23:00 | 23 | 3.28% | 1.3966 | 1.3966 | 42.5788 | 42.5788 | 0 | 0 | 0 | 0 | 0 | 0 | 0
2014-02-09 | 24 | 1.64% | 0.69829 | 0.69829 | 42.5788 | 42.5788 | 0 | 0 | 0 | 0 | 0 | 0 | 0
2014-02-09 01:00 | 1 | 1.64% | 0.69829 | 0.69829 | 42.5788 | 42.5788 | 0 | 0 | 0 | 0 | 0 | 0 | 0
2014-02-09 02:00 | 2 | 1.64% | 0.69829 | 0.69829 | 42.5788 | 42.5788 | 0 | 0 | 0 | 0 | 0 | 0 | 0
2014-02-09 03:00 | 3 | 1.64% | 0.69829 | 0.69829 | 42.5788 | 42.5788 | 0 | 0 | 0 | 0 | 0 | 0 | 0
2014-02-09 04:00 | 4 | 1.64% | 0.69829 | 0.69829 | 42.5788 | 42.5788 | 0 | 0 | 0 | 0 | 0 | 0 | 0
2014-02-09 05:00 | 5 | 1.64% | 0.69829 | 0.69829 | 42.5788 | 42.5788 | 0 | 0 | 0 | 0 | 0 | 0 | 0
2014-02-09 06:00 | 6 | 3.28% | 1.3966 | 1.3966 | 42.5788 | 42.5788 | 0 | 0 | 0 | 0 | 0 | 0 | 0
2014-02-09 07:00 | 7 | 4.92% | 2.0949 | 2.0949 | 42.5788 | 42.5788 | 0 | 0 | 0 | 0 | 0 | 0 | 0
2014-02-09 08:00 | 8 | 6.56% | 2.7932 | 2.7932 | 42.5788 | 42.5788 | 0 | 0 | 0 | 0 | 0 | 0 | 0
2014-02-09 09:00 | 9 | 6.56% | 2.7932 | 2.7932 | 42.5788 | 42.5788 | 0.040196 | 0.096471 | 0.096471 | 0.096471 | 0.096471 | 0 | 0
2014-02-09 10:00 | 10 | 4.92% | 2.0949 | 2.0949 | 42.5788 | 42.5788 | 0.19314 | 0.46353 | 0.46353 | 0.46353 | 0.46353 | 0 | 0
2014-02-09 11:00 | 11 | 3.28% | 1.3966 | 1.3966 | 42.5788 | 42.5788 | 0.2598 | 0.62353 | 0.62353 | 0.62353 | 0.62353 | 0 | 0
2014-02-09 12:00 | 12 | 3.28% | 1.3966 | 1.3966 | 42.5788 | 42.5788 | 0.34608 | 0.83059 | 0.83059 | 0.83059 | 0.83059 | 0 | 0
2014-02-09 13:00 | 13 | 3.28% | 1.3966 | 1.3966 | 42.5788 | 42.5788 | 0.38039 | 0.91294 | 0.91294 | 0.91294 | 0.91294 | 0 | 0
2014-02-09 14:00 | 14 | 3.28% | 1.3966 | 1.3966 | 42.5788 | 42.5788 | 0.34657 | 0.83176 | 0.83176 | 0.83176 | 0.83176 | 0 | 0
2014-02-09 15:00 | 15 | 3.28% | 1.3966 | 1.3966 | 42.5788 | 42.5788 | 0.13971 | 0.33529 | 0.33529 | 0.33529 | 0.33529 | 0 | 0
2014-02-09 16:00 | 16 | 3.28% | 1.3966 | 1.3966 | 42.5788 | 42.5788 | 0.054902 | 0.13176 | 0.13176 | 0.13176 | 0.13176 | 0 | 0
2014-02-09 17:00 | 17 | 4.92% | 2.0949 | 2.0949 | 42.5788 | 42.5788 | 0.0034314 | 0.0082353 | 0.0082353 | 0.0082353 | 0.0082353 | 0 | 0
2014-02-09 18:00 | 18 | 6.56% | 2.7932 | 2.7932 | 42.5788 | 42.5788 | 0 | 0 | 0 | 0 | 0 | 0 | 0
2014-02-09 19:00 | 19 | 9.84% | 4.1898 | 4.1898 | 42.5788 | 42.5788 | 0 | 0 | 0 | 0 | 0 | 0 | 0
2014-02-09 20:00 | 20 | 8.2% | 3.4915 | 3.4915 | 42.5788 | 42.5788 | 0 | 0 | 0 | 0 | 0 | 0 | 0
2014-02-09 21:00 | 21 | 6.56% | 2.7932 | 2.7932 | 42.5788 | 42.5788 | 0 | 0 | 0 | 0 | 0 | 0 | 0
2014-02-09 22:00 | 22 | 4.92% | 2.0949 | 2.0949 | 42.5788 | 42.5788 | 0 | 0 | 0 | 0 | 0 | 0 | 0
2014-02-09 23:00 | 23 | 3.28% | 1.3966 | 1.3966 | 42.5788 | 42.5788 | 0 | 0 | 0 | 0 | 0 | 0 | 0
2014-02-10 | 24 | 1.64% | 0.69829 | 0.69829 | 42.5788 | 42.5788 | 0 | 0 | 0 | 0 | 0 | 0 | 0
2014-02-10 01:00 | 1 | 1.64% | 0.69829 | 0.69829 | 42.5788 | 42.5788 | 0 | 0 | 0 | 0 | 0 | 0 | 0
2014-02-10 02:00 | 2 | 1.64% | 0.69829 | 0.69829 | 42.5788 | 42.5788 | 0 | 0 | 0 | 0 | 0 | 0 | 0
2014-02-10 03:00 | 3 | 1.64% | 0.69829 | 0.69829 | 42.5788 | 42.5788 | 0 | 0 | 0 | 0 | 0 | 0 | 0
2014-02-10 04:00 | 4 | 1.64% | 0.69829 | 0.69829 | 42.5788 | 42.5788 | 0 | 0 | 0 | 0 | 0 | 0 | 0
2014-02-10 05:00 | 5 | 1.64% | 0.69829 | 0.69829 | 42.5788 | 42.5788 | 0 | 0 | 0 | 0 | 0 | 0 | 0
2014-02-10 06:00 | 6 | 3.28% | 1.3966 | 1.3966 | 42.5788 | 42.5788 | 0 | 0 | 0 | 0 | 0 | 0 | 0
2014-02-10 07:00 | 7 | 4.92% | 2.0949 | 2.0949 | 42.5788 | 42.5788 | 0 | 0 | 0 | 0 | 0 | 0 | 0
2014-02-10 08:00 | 8 | 6.56% | 2.7932 | 2.7932 | 42.5788 | 42.5788 | 0 | 0 | 0 | 0 | 0 | 0 | 0
2014-02-10 09:00 | 9 | 6.56% | 2.7932 | 2.7932 | 42.5788 | 42.5788 | 0.033824 | 0.081176 | 0.081176 | 0.081176 | 0.081176 | 0 | 0
2014-02-10 10:00 | 10 | 4.92% | 2.0949 | 2.0949 | 42.5788 | 42.5788 | 0.27304 | 0.65529 | 0.65529 | 0.65529 | 0.65529 | 0 | 0
2014-02-10 11:00 | 11 | 3.28% | 1.3966 | 1.3966 | 42.5788 | 42.5788 | 0.37059 | 0.88941 | 0.88941 | 0.88941 | 0.88941 | 0 | 0
2014-02-10 12:00 | 12 | 3.28% | 1.3966 | 1.3966 | 42.5788 | 42.5788 | 0.31961 | 0.76706 | 0.76706 | 0.76706 | 0.76706 | 0 | 0
2014-02-10 13:00 | 13 | 3.28% | 1.3966 | 1.3966 | 42.5788 | 42.5788 | 0.31078 | 0.74588 | 0.74588 | 0.74588 | 0.74588 | 0 | 0
2014-02-10 14:00 | 14 | 3.28% | 1.3966 | 1.3966 | 42.5788 | 42.5788 | 0.26814 | 0.64353 | 0.64353 | 0.64353 | 0.64353 | 0 | 0
2014-02-10 15:00 | 15 | 3.28% | 1.3966 | 1.3966 | 42.5788 | 42.5788 | 0.18333 | 0.44 | 0.44 | 0.44 | 0.44 | 0 | 0
2014-02-10 16:00 | 16 | 3.28% | 1.3966 | 1.3966 | 42.5788 | 42.5788 | 0.048039 | 0.11529 | 0.11529 | 0.11529 | 0.11529 | 0 | 0
2014-02-10 17:00 | 17 | 4.92% | 2.0949 | 2.0949 | 42.5788 | 42.5788 | 0.0029412 | 0.0070588 | 0.0070588 | 0.0070588 | 0.0070588 | 0 | 0
2014-02-10 18:00 | 18 | 6.56% | 2.7932 | 2.7932 | 42.5788 | 42.5788 | 0 | 0 | 0 | 0 | 0 | 0 | 0
2014-02-10 19:00 | 19 | 9.84% | 4.1898 | 4.1898 | 42.5788 | 42.5788 | 0 | 0 | 0 | 0 | 0 | 0 | 0
2014-02-10 20:00 | 20 | 8.2% | 3.4915 | 3.4915 | 42.5788 | 42.5788 | 0 | 0 | 0 | 0 | 0 | 0 | 0
2014-02-10 21:00 | 21 | 6.56% | 2.7932 | 2.7932 | 42.5788 | 42.5788 | 0 | 0 | 0 | 0 | 0 | 0 | 0
2014-02-10 22:00 | 22 | 4.92% | 2.0949 | 2.0949 | 42.5788 | 42.5788 | 0 | 0 | 0 | 0 | 0 | 0 | 0
2014-02-10 23:00 | 23 | 3.28% | 1.3966 | 1.3966 | 42.5788 | 42.5788 | 0 | 0 | 0 | 0 | 0 | 0 | 0
2014-02-11 | 24 | 1.64% | 0.69829 | 0.69829 | 42.5788 | 42.5788 | 0 | 0 | 0 | 0 | 0 | 0 | 0
2014-02-11 01:00 | 1 | 1.64% | 0.69829 | 0.69829 | 42.5788 | 42.5788 | 0 | 0 | 0 | 0 | 0 | 0 | 0
2014-02-11 02:00 | 2 | 1.64% | 0.69829 | 0.69829 | 42.5788 | 42.5788 | 0 | 0 | 0 | 0 | 0 | 0 | 0
2014-02-11 03:00 | 3 | 1.64% | 0.69829 | 0.69829 | 42.5788 | 42.5788 | 0 | 0 | 0 | 0 | 0 | 0 | 0
2014-02-11 04:00 | 4 | 1.64% | 0.69829 | 0.69829 | 42.5788 | 42.5788 | 0 | 0 | 0 | 0 | 0 | 0 | 0
2014-02-11 05:00 | 5 | 1.64% | 0.69829 | 0.69829 | 42.5788 | 42.5788 | 0 | 0 | 0 | 0 | 0 | 0 | 0
2014-02-11 06:00 | 6 | 3.28% | 1.3966 | 1.3966 | 42.5788 | 42.5788 | 0 | 0 | 0 | 0 | 0 | 0 | 0
2014-02-11 07:00 | 7 | 4.92% | 2.0949 | 2.0949 | 42.5788 | 42.5788 | 0 | 0 | 0 | 0 | 0 | 0 | 0
2014-02-11 08:00 | 8 | 6.56% | 2.7932 | 2.7932 | 42.5788 | 42.5788 | 0 | 0 | 0 | 0 | 0 | 0 | 0
2014-02-11 09:00 | 9 | 6.56% | 2.7932 | 2.7932 | 42.5788 | 42.5788 | 0.040196 | 0.096471 | 0.096471 | 0.096471 | 0.096471 | 0 | 0
2014-02-11 10:00 | 10 | 4.92% | 2.0949 | 2.0949 | 42.5788 | 42.5788 | 0.1701 | 0.40824 | 0.40824 | 0.40824 | 0.40824 | 0 | 0
2014-02-11 11:00 | 11 | 3.28% | 1.3966 | 1.3966 | 42.5788 | 42.5788 | 0.28922 | 0.69412 | 0.69412 | 0.69412 | 0.69412 | 0 | 0
2014-02-11 12:00 | 12 | 3.28% | 1.3966 | 1.3966 | 42.5788 | 42.5788 | 0.46324 | 1.1118 | 1.1118 | 1.1118 | 1.1118 | 0 | 0
2014-02-11 13:00 | 13 | 3.28% | 1.3966 | 1.3966 | 42.5788 | 42.5788 | 0.44559 | 1.0694 | 1.0694 | 1.0694 | 1.0694 | 0 | 0
2014-02-11 14:00 | 14 | 3.28% | 1.3966 | 1.3966 | 42.5788 | 42.5788 | 0.34461 | 0.82706 | 0.82706 | 0.82706 | 0.82706 | 0 | 0
2014-02-11 15:00 | 15 | 3.28% | 1.3966 | 1.3966 | 42.5788 | 42.5788 | 0.20343 | 0.48824 | 0.48824 | 0.48824 | 0.48824 | 0 | 0
2014-02-11 16:00 | 16 | 3.28% | 1.3966 | 1.3966 | 42.5788 | 42.5788 | 0.078431 | 0.18824 | 0.18824 | 0.18824 | 0.18824 | 0 | 0
2014-02-11 17:00 | 17 | 4.92% | 2.0949 | 2.0949 | 42.5788 | 42.5788 | 0.0088235 | 0.021176 | 0.021176 | 0.021176 | 0.021176 | 0 | 0
2014-02-11 18:00 | 18 | 6.56% | 2.7932 | 2.7932 | 42.5788 | 42.5788 | 0.0004902 | 0.0011765 | 0.0011765 | 0.0011765 | 0.0011765 | 0 | 0
2014-02-11 19:00 | 19 | 9.84% | 4.1898 | 4.1898 | 42.5788 | 42.5788 | 0 | 0 | 0 | 0 | 0 | 0 | 0
2014-02-11 20:00 | 20 | 8.2% | 3.4915 | 3.4915 | 42.5788 | 42.5788 | 0 | 0 | 0 | 0 | 0 | 0 | 0
2014-02-11 21:00 | 21 | 6.56% | 2.7932 | 2.7932 | 42.5788 | 42.5788 | 0 | 0 | 0 | 0 | 0 | 0 | 0
2014-02-11 22:00 | 22 | 4.92% | 2.0949 | 2.0949 | 42.5788 | 42.5788 | 0 | 0 | 0 | 0 | 0 | 0 | 0
2014-02-11 23:00 | 23 | 3.28% | 1.3966 | 1.3966 | 42.5788 | 42.5788 | 0 | 0 | 0 | 0 | 0 | 0 | 0
2014-02-12 | 24 | 1.64% | 0.69829 | 0.69829 | 42.5788 | 42.5788 | 0 | 0 | 0 | 0 | 0 | 0 | 0
2014-02-12 01:00 | 1 | 1.64% | 0.69829 | 0.69829 | 42.5788 | 42.5788 | 0 | 0 | 0 | 0 | 0 | 0 | 0
2014-02-12 02:00 | 2 | 1.64% | 0.69829 | 0.69829 | 42.5788 | 42.5788 | 0 | 0 | 0 | 0 | 0 | 0 | 0
2014-02-12 03:00 | 3 | 1.64% | 0.69829 | 0.69829 | 42.5788 | 42.5788 | 0 | 0 | 0 | 0 | 0 | 0 | 0
2014-02-12 04:00 | 4 | 1.64% | 0.69829 | 0.69829 | 42.5788 | 42.5788 | 0 | 0 | 0 | 0 | 0 | 0 | 0
2014-02-12 05:00 | 5 | 1.64% | 0.69829 | 0.69829 | 42.5788 | 42.5788 | 0 | 0 | 0 | 0 | 0 | 0 | 0
2014-02-12 06:00 | 6 | 3.28% | 1.3966 | 1.3966 | 42.5788 | 42.5788 | 0 | 0 | 0 | 0 | 0 | 0 | 0
2014-02-12 07:00 | 7 | 4.92% | 2.0949 | 2.0949 | 42.5788 | 42.5788 | 0 | 0 | 0 | 0 | 0 | 0 | 0
2014-02-12 08:00 | 8 | 6.56% | 2.7932 | 2.7932 | 42.5788 | 42.5788 | 0 | 0 | 0 | 0 | 0 | 0 | 0
2014-02-12 09:00 | 9 | 6.56% | 2.7932 | 2.7932 | 42.5788 | 42.5788 | 0.07598 | 0.18235 | 0.18235 | 0.18235 | 0.18235 | 0 | 0
2014-02-12 10:00 | 10 | 4.92% | 2.0949 | 2.0949 | 42.5788 | 42.5788 | 0.30441 | 0.73059 | 0.73059 | 0.73059 | 0.73059 | 0 | 0
2014-02-12 11:00 | 11 | 3.28% | 1.3966 | 1.3966 | 42.5788 | 42.5788 | 0.43725 | 1.0494 | 1.0494 | 1.0494 | 1.0494 | 0 | 0
2014-02-12 12:00 | 12 | 3.28% | 1.3966 | 1.3966 | 42.5788 | 42.5788 | 0.42598 | 1.0224 | 1.0224 | 1.0224 | 1.0224 | 0 | 0
2014-02-12 13:00 | 13 | 3.28% | 1.3966 | 1.3966 | 42.5788 | 42.5788 | 0.42402 | 1.0176 | 1.0176 | 1.0176 | 1.0176 | 0 | 0
2014-02-12 14:00 | 14 | 3.28% | 1.3966 | 1.3966 | 42.5788 | 42.5788 | 0.425 | 1.02 | 1.02 | 1.02 | 1.02 | 0 | 0
2014-02-12 15:00 | 15 | 3.28% | 1.3966 | 1.3966 | 42.5788 | 42.5788 | 0.29657 | 0.71176 | 0.71176 | 0.71176 | 0.71176 | 0 | 0
2014-02-12 16:00 | 16 | 3.28% | 1.3966 | 1.3966 | 42.5788 | 42.5788 | 0.11275 | 0.27059 | 0.27059 | 0.27059 | 0.27059 | 0 | 0
2014-02-12 17:00 | 17 | 4.92% | 2.0949 | 2.0949 | 42.5788 | 42.5788 | 0.0039216 | 0.0094118 | 0.0094118 | 0.0094118 | 0.0094118 | 0 | 0
2014-02-12 18:00 | 18 | 6.56% | 2.7932 | 2.7932 | 42.5788 | 42.5788 | 0 | 0 | 0 | 0 | 0 | 0 | 0
2014-02-12 19:00 | 19 | 9.84% | 4.1898 | 4.1898 | 42.5788 | 42.5788 | 0 | 0 | 0 | 0 | 0 | 0 | 0
2014-02-12 20:00 | 20 | 8.2% | 3.4915 | 3.4915 | 42.5788 | 42.5788 | 0 | 0 | 0 | 0 | 0 | 0 | 0
2014-02-12 21:00 | 21 | 6.56% | 2.7932 | 2.7932 | 42.5788 | 42.5788 | 0 | 0 | 0 | 0 | 0 | 0 | 0
2014-02-12 22:00 | 22 | 4.92% | 2.0949 | 2.0949 | 42.5788 | 42.5788 | 0 | 0 | 0 | 0 | 0 | 0 | 0
2014-02-12 23:00 | 23 | 3.28% | 1.3966 | 1.3966 | 42.5788 | 42.5788 | 0 | 0 | 0 | 0 | 0 | 0 | 0
2014-02-13 | 24 | 1.64% | 0.69829 | 0.69829 | 42.5788 | 42.5788 | 0 | 0 | 0 | 0 | 0 | 0 | 0
2014-02-13 01:00 | 1 | 1.64% | 0.69829 | 0.69829 | 42.5788 | 42.5788 | 0 | 0 | 0 | 0 | 0 | 0 | 0
2014-02-13 02:00 | 2 | 1.64% | 0.69829 | 0.69829 | 42.5788 | 42.5788 | 0 | 0 | 0 | 0 | 0 | 0 | 0
2014-02-13 03:00 | 3 | 1.64% | 0.69829 | 0.69829 | 42.5788 | 42.5788 | 0 | 0 | 0 | 0 | 0 | 0 | 0
2014-02-13 04:00 | 4 | 1.64% | 0.69829 | 0.69829 | 42.5788 | 42.5788 | 0 | 0 | 0 | 0 | 0 | 0 | 0
2014-02-13 05:00 | 5 | 1.64% | 0.69829 | 0.69829 | 42.5788 | 42.5788 | 0 | 0 | 0 | 0 | 0 | 0 | 0
2014-02-13 06:00 | 6 | 3.28% | 1.3966 | 1.3966 | 42.5788 | 42.5788 | 0 | 0 | 0 | 0 | 0 | 0 | 0
2014-02-13 07:00 | 7 | 4.92% | 2.0949 | 2.0949 | 42.5788 | 42.5788 | 0 | 0 | 0 | 0 | 0 | 0 | 0
2014-02-13 08:00 | 8 | 6.56% | 2.7932 | 2.7932 | 42.5788 | 42.5788 | 0 | 0 | 0 | 0 | 0 | 0 | 0
2014-02-13 09:00 | 9 | 6.56% | 2.7932 | 2.7932 | 42.5788 | 42.5788 | 0.061765 | 0.14824 | 0.14824 | 0.14824 | 0.14824 | 0 | 0
2014-02-13 10:00 | 10 | 4.92% | 2.0949 | 2.0949 | 42.5788 | 42.5788 | 0.23284 | 0.55882 | 0.55882 | 0.55882 | 0.55882 | 0 | 0
2014-02-13 11:00 | 11 | 3.28% | 1.3966 | 1.3966 | 42.5788 | 42.5788 | 0.35637 | 0.85529 | 0.85529 | 0.85529 | 0.85529 | 0 | 0
2014-02-13 12:00 | 12 | 3.28% | 1.3966 | 1.3966 | 42.5788 | 42.5788 | 0.36912 | 0.88588 | 0.88588 | 0.88588 | 0.88588 | 0 | 0
2014-02-13 13:00 | 13 | 3.28% | 1.3966 | 1.3966 | 42.5788 | 42.5788 | 0.42549 | 1.0212 | 1.0212 | 1.0212 | 1.0212 | 0 | 0
2014-02-13 14:00 | 14 | 3.28% | 1.3966 | 1.3966 | 42.5788 | 42.5788 | 0.35441 | 0.85059 | 0.85059 | 0.85059 | 0.85059 | 0 | 0
2014-02-13 15:00 | 15 | 3.28% | 1.3966 | 1.3966 | 42.5788 | 42.5788 | 0.20833 | 0.5 | 0.5 | 0.5 | 0.5 | 0 | 0
2014-02-13 16:00 | 16 | 3.28% | 1.3966 | 1.3966 | 42.5788 | 42.5788 | 0.056373 | 0.13529 | 0.13529 | 0.13529 | 0.13529 | 0 | 0
2014-02-13 17:00 | 17 | 4.92% | 2.0949 | 2.0949 | 42.5788 | 42.5788 | 0.0019608 | 0.0047059 | 0.0047059 | 0.0047059 | 0.0047059 | 0 | 0
2014-02-13 18:00 | 18 | 6.56% | 2.7932 | 2.7932 | 42.5788 | 42.5788 | 0 | 0 | 0 | 0 | 0 | 0 | 0
2014-02-13 19:00 | 19 | 9.84% | 4.1898 | 4.1898 | 42.5788 | 42.5788 | 0 | 0 | 0 | 0 | 0 | 0 | 0
2014-02-13 20:00 | 20 | 8.2% | 3.4915 | 3.4915 | 42.5788 | 42.5788 | 0 | 0 | 0 | 0 | 0 | 0 | 0
2014-02-13 21:00 | 21 | 6.56% | 2.7932 | 2.7932 | 42.5788 | 42.5788 | 0 | 0 | 0 | 0 | 0 | 0 | 0
2014-02-13 22:00 | 22 | 4.92% | 2.0949 | 2.0949 | 42.5788 | 42.5788 | 0 | 0 | 0 | 0 | 0 | 0 | 0
2014-02-13 23:00 | 23 | 3.28% | 1.3966 | 1.3966 | 42.5788 | 42.5788 | 0 | 0 | 0 | 0 | 0 | 0 | 0
2014-02-14 | 24 | 1.64% | 0.69829 | 0.69829 | 42.5788 | 42.5788 | 0 | 0 | 0 | 0 | 0 | 0 | 0
2014-02-14 01:00 | 1 | 1.64% | 0.69829 | 0.69829 | 42.5788 | 42.5788 | 0 | 0 | 0 | 0 | 0 | 0 | 0
2014-02-14 02:00 | 2 | 1.64% | 0.69829 | 0.69829 | 42.5788 | 42.5788 | 0 | 0 | 0 | 0 | 0 | 0 | 0
2014-02-14 03:00 | 3 | 1.64% | 0.69829 | 0.69829 | 42.5788 | 42.5788 | 0 | 0 | 0 | 0 | 0 | 0 | 0
2014-02-14 04:00 | 4 | 1.64% | 0.69829 | 0.69829 | 42.5788 | 42.5788 | 0 | 0 | 0 | 0 | 0 | 0 | 0
2014-02-14 05:00 | 5 | 1.64% | 0.69829 | 0.69829 | 42.5788 | 42.5788 | 0 | 0 | 0 | 0 | 0 | 0 | 0
2014-02-14 06:00 | 6 | 3.28% | 1.3966 | 1.3966 | 42.5788 | 42.5788 | 0 | 0 | 0 | 0 | 0 | 0 | 0
2014-02-14 07:00 | 7 | 4.92% | 2.0949 | 2.0949 | 42.5788 | 42.5788 | 0 | 0 | 0 | 0 | 0 | 0 | 0
2014-02-14 08:00 | 8 | 6.56% | 2.7932 | 2.7932 | 42.5788 | 42.5788 | 0 | 0 | 0 | 0 | 0 | 0 | 0
2014-02-14 09:00 | 9 | 6.56% | 2.7932 | 2.7932 | 42.5788 | 42.5788 | 0.056373 | 0.13529 | 0.13529 | 0.13529 | 0.13529 | 0 | 0
2014-02-14 10:00 | 10 | 4.92% | 2.0949 | 2.0949 | 42.5788 | 42.5788 | 0.20686 | 0.49647 | 0.49647 | 0.49647 | 0.49647 | 0 | 0
2014-02-14 11:00 | 11 | 3.28% | 1.3966 | 1.3966 | 42.5788 | 42.5788 | 0.30784 | 0.73882 | 0.73882 | 0.73882 | 0.73882 | 0 | 0
2014-02-14 12:00 | 12 | 3.28% | 1.3966 | 1.3966 | 42.5788 | 42.5788 | 0.40931 | 0.98235 | 0.98235 | 0.98235 | 0.98235 | 0 | 0
2014-02-14 13:00 | 13 | 3.28% | 1.3966 | 1.3966 | 42.5788 | 42.5788 | 0.40735 | 0.97765 | 0.97765 | 0.97765 | 0.97765 | 0 | 0
2014-02-14 14:00 | 14 | 3.28% | 1.3966 | 1.3966 | 42.5788 | 42.5788 | 0.39853 | 0.95647 | 0.95647 | 0.95647 | 0.95647 | 0 | 0
2014-02-14 15:00 | 15 | 3.28% | 1.3966 | 1.3966 | 42.5788 | 42.5788 | 0.2598 | 0.62353 | 0.62353 | 0.62353 | 0.62353 | 0 | 0
2014-02-14 16:00 | 16 | 3.28% | 1.3966 | 1.3966 | 42.5788 | 42.5788 | 0.084314 | 0.20235 | 0.20235 | 0.20235 | 0.20235 | 0 | 0
2014-02-14 17:00 | 17 | 4.92% | 2.0949 | 2.0949 | 42.5788 | 42.5788 | 0.0053922 | 0.012941 | 0.012941 | 0.012941 | 0.012941 | 0 | 0
2014-02-14 18:00 | 18 | 6.56% | 2.7932 | 2.7932 | 42.5788 | 42.5788 | 0 | 0 | 0 | 0 | 0 | 0 | 0
2014-02-14 19:00 | 19 | 9.84% | 4.1898 | 4.1898 | 42.5788 | 42.5788 | 0 | 0 | 0 | 0 | 0 | 0 | 0
2014-02-14 20:00 | 20 | 8.2% | 3.4915 | 3.4915 | 42.5788 | 42.5788 | 0 | 0 | 0 | 0 | 0 | 0 | 0
2014-02-14 21:00 | 21 | 6.56% | 2.7932 | 2.7932 | 42.5788 | 42.5788 | 0 | 0 | 0 | 0 | 0 | 0 | 0
2014-02-14 22:00 | 22 | 4.92% | 2.0949 | 2.0949 | 42.5788 | 42.5788 | 0 | 0 | 0 | 0 | 0 | 0 | 0
2014-02-14 23:00 | 23 | 3.28% | 1.3966 | 1.3966 | 42.5788 | 42.5788 | 0 | 0 | 0 | 0 | 0 | 0 | 0
2014-02-15 | 24 | 1.64% | 0.69829 | 0.69829 | 42.5788 | 42.5788 | 0 | 0 | 0 | 0 | 0 | 0 | 0
2014-02-15 01:00 | 1 | 1.64% | 0.69829 | 0.69829 | 42.5788 | 42.5788 | 0 | 0 | 0 | 0 | 0 | 0 | 0
2014-02-15 02:00 | 2 | 1.64% | 0.69829 | 0.69829 | 42.5788 | 42.5788 | 0 | 0 | 0 | 0 | 0 | 0 | 0
2014-02-15 03:00 | 3 | 1.64% | 0.69829 | 0.69829 | 42.5788 | 42.5788 | 0 | 0 | 0 | 0 | 0 | 0 | 0
2014-02-15 04:00 | 4 | 1.64% | 0.69829 | 0.69829 | 42.5788 | 42.5788 | 0 | 0 | 0 | 0 | 0 | 0 | 0
2014-02-15 05:00 | 5 | 1.64% | 0.69829 | 0.69829 | 42.5788 | 42.5788 | 0 | 0 | 0 | 0 | 0 | 0 | 0
2014-02-15 06:00 | 6 | 3.28% | 1.3966 | 1.3966 | 42.5788 | 42.5788 | 0 | 0 | 0 | 0 | 0 | 0 | 0
2014-02-15 07:00 | 7 | 4.92% | 2.0949 | 2.0949 | 42.5788 | 42.5788 | 0 | 0 | 0 | 0 | 0 | 0 | 0
2014-02-15 08:00 | 8 | 6.56% | 2.7932 | 2.7932 | 42.5788 | 42.5788 | 0 | 0 | 0 | 0 | 0 | 0 | 0
2014-02-15 09:00 | 9 | 6.56% | 2.7932 | 2.7932 | 42.5788 | 42.5788 | 0.040686 | 0.097647 | 0.097647 | 0.097647 | 0.097647 | 0 | 0
2014-02-15 10:00 | 10 | 4.92% | 2.0949 | 2.0949 | 42.5788 | 42.5788 | 0.11912 | 0.28588 | 0.28588 | 0.28588 | 0.28588 | 0 | 0
2014-02-15 11:00 | 11 | 3.28% | 1.3966 | 1.3966 | 42.5788 | 42.5788 | 0.22255 | 0.53412 | 0.53412 | 0.53412 | 0.53412 | 0 | 0
2014-02-15 12:00 | 12 | 3.28% | 1.3966 | 1.3966 | 42.5788 | 42.5788 | 0.30147 | 0.72353 | 0.72353 | 0.72353 | 0.72353 | 0 | 0
2014-02-15 13:00 | 13 | 3.28% | 1.3966 | 1.3966 | 42.5788 | 42.5788 | 0.36667 | 0.88 | 0.88 | 0.88 | 0.88 | 0 | 0
2014-02-15 14:00 | 14 | 3.28% | 1.3966 | 1.3966 | 42.5788 | 42.5788 | 0.34216 | 0.82118 | 0.82118 | 0.82118 | 0.82118 | 0 | 0
2014-02-15 15:00 | 15 | 3.28% | 1.3966 | 1.3966 | 42.5788 | 42.5788 | 0.24363 | 0.58471 | 0.58471 | 0.58471 | 0.58471 | 0 | 0
2014-02-15 16:00 | 16 | 3.28% | 1.3966 | 1.3966 | 42.5788 | 42.5788 | 0.096078 | 0.23059 | 0.23059 | 0.23059 | 0.23059 | 0 | 0
2014-02-15 17:00 | 17 | 4.92% | 2.0949 | 2.0949 | 42.5788 | 42.5788 | 0.016176 | 0.038824 | 0.038824 | 0.038824 | 0.038824 | 0 | 0
2014-02-15 18:00 | 18 | 6.56% | 2.7932 | 2.7932 | 42.5788 | 42.5788 | 0.0004902 | 0.0011765 | 0.0011765 | 0.0011765 | 0.0011765 | 0 | 0
2014-02-15 19:00 | 19 | 9.84% | 4.1898 | 4.1898 | 42.5788 | 42.5788 | 0 | 0 | 0 | 0 | 0 | 0 | 0
2014-02-15 20:00 | 20 | 8.2% | 3.4915 | 3.4915 | 42.5788 | 42.5788 | 0 | 0 | 0 | 0 | 0 | 0 | 0
2014-02-15 21:00 | 21 | 6.56% | 2.7932 | 2.7932 | 42.5788 | 42.5788 | 0 | 0 | 0 | 0 | 0 | 0 | 0
2014-02-15 22:00 | 22 | 4.92% | 2.0949 | 2.0949 | 42.5788 | 42.5788 | 0 | 0 | 0 | 0 | 0 | 0 | 0
2014-02-15 23:00 | 23 | 3.28% | 1.3966 | 1.3966 | 42.5788 | 42.5788 | 0 | 0 | 0 | 0 | 0 | 0 | 0
2014-02-16 | 24 | 1.64% | 0.69829 | 0.69829 | 42.5788 | 42.5788 | 0 | 0 | 0 | 0 | 0 | 0 | 0
2014-02-16 01:00 | 1 | 1.64% | 0.69829 | 0.69829 | 42.5788 | 42.5788 | 0 | 0 | 0 | 0 | 0 | 0 | 0
2014-02-16 02:00 | 2 | 1.64% | 0.69829 | 0.69829 | 42.5788 | 42.5788 | 0 | 0 | 0 | 0 | 0 | 0 | 0
2014-02-16 03:00 | 3 | 1.64% | 0.69829 | 0.69829 | 42.5788 | 42.5788 | 0 | 0 | 0 | 0 | 0 | 0 | 0
2014-02-16 04:00 | 4 | 1.64% | 0.69829 | 0.69829 | 42.5788 | 42.5788 | 0 | 0 | 0 | 0 | 0 | 0 | 0
2014-02-16 05:00 | 5 | 1.64% | 0.69829 | 0.69829 | 42.5788 | 42.5788 | 0 | 0 | 0 | 0 | 0 | 0 | 0
2014-02-16 06:00 | 6 | 3.28% | 1.3966 | 1.3966 | 42.5788 | 42.5788 | 0 | 0 | 0 | 0 | 0 | 0 | 0
2014-02-16 07:00 | 7 | 4.92% | 2.0949 | 2.0949 | 42.5788 | 42.5788 | 0 | 0 | 0 | 0 | 0 | 0 | 0
2014-02-16 08:00 | 8 | 6.56% | 2.7932 | 2.7932 | 42.5788 | 42.5788 | 0.00098039 | 0.0023529 | 0.0023529 | 0.0023529 | 0.0023529 | 0 | 0
2014-02-16 09:00 | 9 | 6.56% | 2.7932 | 2.7932 | 42.5788 | 42.5788 | 0.081863 | 0.19647 | 0.19647 | 0.19647 | 0.19647 | 0 | 0
2014-02-16 10:00 | 10 | 4.92% | 2.0949 | 2.0949 | 42.5788 | 42.5788 | 0.26471 | 0.63529 | 0.63529 | 0.63529 | 0.63529 | 0 | 0
2014-02-16 11:00 | 11 | 3.28% | 1.3966 | 1.3966 | 42.5788 | 42.5788 | 0.51814 | 1.2435 | 1.2435 | 1.2435 | 1.2435 | 0 | 0
2014-02-16 12:00 | 12 | 3.28% | 1.3966 | 1.3966 | 42.5788 | 42.5788 | 0.47941 | 1.1506 | 1.1506 | 1.1506 | 1.1506 | 0 | 0
2014-02-16 13:00 | 13 | 3.28% | 1.3966 | 1.3966 | 42.5788 | 42.5788 | 0.5402 | 1.2965 | 1.2965 | 1.2965 | 1.2965 | 0 | 0
2014-02-16 14:00 | 14 | 3.28% | 1.3966 | 1.3966 | 42.5788 | 42.5788 | 0.45441 | 1.0906 | 1.0906 | 1.0906 | 1.0906 | 0 | 0
2014-02-16 15:00 | 15 | 3.28% | 1.3966 | 1.3966 | 42.5788 | 42.5788 | 0.32745 | 0.78588 | 0.78588 | 0.78588 | 0.78588 | 0 | 0
2014-02-16 16:00 | 16 | 3.28% | 1.3966 | 1.3966 | 42.5788 | 42.5788 | 0.2049 | 0.49176 | 0.49176 | 0.49176 | 0.49176 | 0 | 0
2014-02-16 17:00 | 17 | 4.92% | 2.0949 | 2.0949 | 42.5788 | 42.5788 | 0.045098 | 0.10824 | 0.10824 | 0.10824 | 0.10824 | 0 | 0
2014-02-16 18:00 | 18 | 6.56% | 2.7932 | 2.7932 | 42.5788 | 42.5788 | 0.0014706 | 0.0035294 | 0.0035294 | 0.0035294 | 0.0035294 | 0 | 0
2014-02-16 19:00 | 19 | 9.84% | 4.1898 | 4.1898 | 42.5788 | 42.5788 | 0 | 0 | 0 | 0 | 0 | 0 | 0
2014-02-16 20:00 | 20 | 8.2% | 3.4915 | 3.4915 | 42.5788 | 42.5788 | 0 | 0 | 0 | 0 | 0 | 0 | 0
2014-02-16 21:00 | 21 | 6.56% | 2.7932 | 2.7932 | 42.5788 | 42.5788 | 0 | 0 | 0 | 0 | 0 | 0 | 0
2014-02-16 22:00 | 22 | 4.92% | 2.0949 | 2.0949 | 42.5788 | 42.5788 | 0 | 0 | 0 | 0 | 0 | 0 | 0
2014-02-16 23:00 | 23 | 3.28% | 1.3966 | 1.3966 | 42.5788 | 42.5788 | 0 | 0 | 0 | 0 | 0 | 0 | 0
2014-02-17 | 24 | 1.64% | 0.69829 | 0.69829 | 42.5788 | 42.5788 | 0 | 0 | 0 | 0 | 0 | 0 | 0
2014-02-17 01:00 | 1 | 1.64% | 0.69829 | 0.69829 | 42.5788 | 42.5788 | 0 | 0 | 0 | 0 | 0 | 0 | 0
2014-02-17 02:00 | 2 | 1.64% | 0.69829 | 0.69829 | 42.5788 | 42.5788 | 0 | 0 | 0 | 0 | 0 | 0 | 0
2014-02-17 03:00 | 3 | 1.64% | 0.69829 | 0.69829 | 42.5788 | 42.5788 | 0 | 0 | 0 | 0 | 0 | 0 | 0
2014-02-17 04:00 | 4 | 1.64% | 0.69829 | 0.69829 | 42.5788 | 42.5788 | 0 | 0 | 0 | 0 | 0 | 0 | 0
2014-02-17 05:00 | 5 | 1.64% | 0.69829 | 0.69829 | 42.5788 | 42.5788 | 0 | 0 | 0 | 0 | 0 | 0 | 0
2014-02-17 06:00 | 6 | 3.28% | 1.3966 | 1.3966 | 42.5788 | 42.5788 | 0 | 0 | 0 | 0 | 0 | 0 | 0
2014-02-17 07:00 | 7 | 4.92% | 2.0949 | 2.0949 | 42.5788 | 42.5788 | 0 | 0 | 0 | 0 | 0 | 0 | 0
2014-02-17 08:00 | 8 | 6.56% | 2.7932 | 2.7932 | 42.5788 | 42.5788 | 0.00098039 | 0.0023529 | 0.0023529 | 0.0023529 | 0.0023529 | 0 | 0
2014-02-17 09:00 | 9 | 6.56% | 2.7932 | 2.7932 | 42.5788 | 42.5788 | 0.070098 | 0.16824 | 0.16824 | 0.16824 | 0.16824 | 0 | 0
2014-02-17 10:00 | 10 | 4.92% | 2.0949 | 2.0949 | 42.5788 | 42.5788 | 0.24853 | 0.59647 | 0.59647 | 0.59647 | 0.59647 | 0 | 0
2014-02-17 11:00 | 11 | 3.28% | 1.3966 | 1.3966 | 42.5788 | 42.5788 | 0.38725 | 0.92941 | 0.92941 | 0.92941 | 0.92941 | 0 | 0
2014-02-17 12:00 | 12 | 3.28% | 1.3966 | 1.3966 | 42.5788 | 42.5788 | 0.47941 | 1.1506 | 1.1506 | 1.1506 | 1.1506 | 0 | 0
2014-02-17 13:00 | 13 | 3.28% | 1.3966 | 1.3966 | 42.5788 | 42.5788 | 0.39902 | 0.95765 | 0.95765 | 0.95765 | 0.95765 | 0 | 0
2014-02-17 14:00 | 14 | 3.28% | 1.3966 | 1.3966 | 42.5788 | 42.5788 | 0.42549 | 1.0212 | 1.0212 | 1.0212 | 1.0212 | 0 | 0
2014-02-17 15:00 | 15 | 3.28% | 1.3966 | 1.3966 | 42.5788 | 42.5788 | 0.35588 | 0.85412 | 0.85412 | 0.85412 | 0.85412 | 0 | 0
2014-02-17 16:00 | 16 | 3.28% | 1.3966 | 1.3966 | 42.5788 | 42.5788 | 0.15294 | 0.36706 | 0.36706 | 0.36706 | 0.36706 | 0 | 0
2014-02-17 17:00 | 17 | 4.92% | 2.0949 | 2.0949 | 42.5788 | 42.5788 | 0.045098 | 0.10824 | 0.10824 | 0.10824 | 0.10824 | 0 | 0
2014-02-17 18:00 | 18 | 6.56% | 2.7932 | 2.7932 | 42.5788 | 42.5788 | 0.0019608 | 0.0047059 | 0.0047059 | 0.0047059 | 0.0047059 | 0 | 0
2014-02-17 19:00 | 19 | 9.84% | 4.1898 | 4.1898 | 42.5788 | 42.5788 | 0 | 0 | 0 | 0 | 0 | 0 | 0
2014-02-17 20:00 | 20 | 8.2% | 3.4915 | 3.4915 | 42.5788 | 42.5788 | 0 | 0 | 0 | 0 | 0 | 0 | 0
2014-02-17 21:00 | 21 | 6.56% | 2.7932 | 2.7932 | 42.5788 | 42.5788 | 0 | 0 | 0 | 0 | 0 | 0 | 0
2014-02-17 22:00 | 22 | 4.92% | 2.0949 | 2.0949 | 42.5788 | 42.5788 | 0 | 0 | 0 | 0 | 0 | 0 | 0
2014-02-17 23:00 | 23 | 3.28% | 1.3966 | 1.3966 | 42.5788 | 42.5788 | 0 | 0 | 0 | 0 | 0 | 0 | 0
2014-02-18 | 24 | 1.64% | 0.69829 | 0.69829 | 42.5788 | 42.5788 | 0 | 0 | 0 | 0 | 0 | 0 | 0
2014-02-18 01:00 | 1 | 1.64% | 0.69829 | 0.69829 | 42.5788 | 42.5788 | 0 | 0 | 0 | 0 | 0 | 0 | 0
2014-02-18 02:00 | 2 | 1.64% | 0.69829 | 0.69829 | 42.5788 | 42.5788 | 0 | 0 | 0 | 0 | 0 | 0 | 0
2014-02-18 03:00 | 3 | 1.64% | 0.69829 | 0.69829 | 42.5788 | 42.5788 | 0 | 0 | 0 | 0 | 0 | 0 | 0
2014-02-18 04:00 | 4 | 1.64% | 0.69829 | 0.69829 | 42.5788 | 42.5788 | 0 | 0 | 0 | 0 | 0 | 0 | 0
2014-02-18 05:00 | 5 | 1.64% | 0.69829 | 0.69829 | 42.5788 | 42.5788 | 0 | 0 | 0 | 0 | 0 | 0 | 0
2014-02-18 06:00 | 6 | 3.28% | 1.3966 | 1.3966 | 42.5788 | 42.5788 | 0 | 0 | 0 | 0 | 0 | 0 | 0
2014-02-18 07:00 | 7 | 4.92% | 2.0949 | 2.0949 | 42.5788 | 42.5788 | 0 | 0 | 0 | 0 | 0 | 0 | 0
2014-02-18 08:00 | 8 | 6.56% | 2.7932 | 2.7932 | 42.5788 | 42.5788 | 0 | 0 | 0 | 0 | 0 | 0 | 0
2014-02-18 09:00 | 9 | 6.56% | 2.7932 | 2.7932 | 42.5788 | 42.5788 | 0.014706 | 0.035294 | 0.035294 | 0.035294 | 0.035294 | 0 | 0
2014-02-18 10:00 | 10 | 4.92% | 2.0949 | 2.0949 | 42.5788 | 42.5788 | 0.10392 | 0.24941 | 0.24941 | 0.24941 | 0.24941 | 0 | 0
2014-02-18 11:00 | 11 | 3.28% | 1.3966 | 1.3966 | 42.5788 | 42.5788 | 0.19608 | 0.47059 | 0.47059 | 0.47059 | 0.47059 | 0 | 0
2014-02-18 12:00 | 12 | 3.28% | 1.3966 | 1.3966 | 42.5788 | 42.5788 | 0.29755 | 0.71412 | 0.71412 | 0.71412 | 0.71412 | 0 | 0
2014-02-18 13:00 | 13 | 3.28% | 1.3966 | 1.3966 | 42.5788 | 42.5788 | 0.37549 | 0.90118 | 0.90118 | 0.90118 | 0.90118 | 0 | 0
2014-02-18 14:00 | 14 | 3.28% | 1.3966 | 1.3966 | 42.5788 | 42.5788 | 0.43627 | 1.0471 | 1.0471 | 1.0471 | 1.0471 | 0 | 0
2014-02-18 15:00 | 15 | 3.28% | 1.3966 | 1.3966 | 42.5788 | 42.5788 | 0.32549 | 0.78118 | 0.78118 | 0.78118 | 0.78118 | 0 | 0
2014-02-18 16:00 | 16 | 3.28% | 1.3966 | 1.3966 | 42.5788 | 42.5788 | 0.14608 | 0.35059 | 0.35059 | 0.35059 | 0.35059 | 0 | 0
2014-02-18 17:00 | 17 | 4.92% | 2.0949 | 2.0949 | 42.5788 | 42.5788 | 0.029412 | 0.070588 | 0.070588 | 0.070588 | 0.070588 | 0 | 0
2014-02-18 18:00 | 18 | 6.56% | 2.7932 | 2.7932 | 42.5788 | 42.5788 | 0.0034314 | 0.0082353 | 0.0082353 | 0.0082353 | 0.0082353 | 0 | 0
2014-02-18 19:00 | 19 | 9.84% | 4.1898 | 4.1898 | 42.5788 | 42.5788 | 0 | 0 | 0 | 0 | 0 | 0 | 0
2014-02-18 20:00 | 20 | 8.2% | 3.4915 | 3.4915 | 42.5788 | 42.5788 | 0 | 0 | 0 | 0 | 0 | 0 | 0
2014-02-18 21:00 | 21 | 6.56% | 2.7932 | 2.7932 | 42.5788 | 42.5788 | 0 | 0 | 0 | 0 | 0 | 0 | 0
2014-02-18 22:00 | 22 | 4.92% | 2.0949 | 2.0949 | 42.5788 | 42.5788 | 0 | 0 | 0 | 0 | 0 | 0 | 0
2014-02-18 23:00 | 23 | 3.28% | 1.3966 | 1.3966 | 42.5788 | 42.5788 | 0 | 0 | 0 | 0 | 0 | 0 | 0
2014-02-19 | 24 | 1.64% | 0.69829 | 0.69829 | 42.5788 | 42.5788 | 0 | 0 | 0 | 0 | 0 | 0 | 0
2014-02-19 01:00 | 1 | 1.64% | 0.69829 | 0.69829 | 42.5788 | 42.5788 | 0 | 0 | 0 | 0 | 0 | 0 | 0
2014-02-19 02:00 | 2 | 1.64% | 0.69829 | 0.69829 | 42.5788 | 42.5788 | 0 | 0 | 0 | 0 | 0 | 0 | 0
2014-02-19 03:00 | 3 | 1.64% | 0.69829 | 0.69829 | 42.5788 | 42.5788 | 0 | 0 | 0 | 0 | 0 | 0 | 0
2014-02-19 04:00 | 4 | 1.64% | 0.69829 | 0.69829 | 42.5788 | 42.5788 | 0 | 0 | 0 | 0 | 0 | 0 | 0
2014-02-19 05:00 | 5 | 1.64% | 0.69829 | 0.69829 | 42.5788 | 42.5788 | 0 | 0 | 0 | 0 | 0 | 0 | 0
2014-02-19 06:00 | 6 | 3.28% | 1.3966 | 1.3966 | 42.5788 | 42.5788 | 0 | 0 | 0 | 0 | 0 | 0 | 0
2014-02-19 07:00 | 7 | 4.92% | 2.0949 | 2.0949 | 42.5788 | 42.5788 | 0 | 0 | 0 | 0 | 0 | 0 | 0
2014-02-19 08:00 | 8 | 6.56% | 2.7932 | 2.7932 | 42.5788 | 42.5788 | 0.002451 | 0.0058824 | 0.0058824 | 0.0058824 | 0.0058824 | 0 | 0
2014-02-19 09:00 | 9 | 6.56% | 2.7932 | 2.7932 | 42.5788 | 42.5788 | 0.13137 | 0.31529 | 0.31529 | 0.31529 | 0.31529 | 0 | 0
2014-02-19 10:00 | 10 | 4.92% | 2.0949 | 2.0949 | 42.5788 | 42.5788 | 0.30833 | 0.74 | 0.74 | 0.74 | 0.74 | 0 | 0
2014-02-19 11:00 | 11 | 3.28% | 1.3966 | 1.3966 | 42.5788 | 42.5788 | 0.43922 | 1.0541 | 1.0541 | 1.0541 | 1.0541 | 0 | 0
2014-02-19 12:00 | 12 | 3.28% | 1.3966 | 1.3966 | 42.5788 | 42.5788 | 0.57255 | 1.3741 | 1.3741 | 1.3741 | 1.3741 | 0 | 0
2014-02-19 13:00 | 13 | 3.28% | 1.3966 | 1.3966 | 42.5788 | 42.5788 | 0.51176 | 1.2282 | 1.2282 | 1.2282 | 1.2282 | 0 | 0
2014-02-19 14:00 | 14 | 3.28% | 1.3966 | 1.3966 | 42.5788 | 42.5788 | 0.42843 | 1.0282 | 1.0282 | 1.0282 | 1.0282 | 0 | 0
2014-02-19 15:00 | 15 | 3.28% | 1.3966 | 1.3966 | 42.5788 | 42.5788 | 0.31912 | 0.76588 | 0.76588 | 0.76588 | 0.76588 | 0 | 0
2014-02-19 16:00 | 16 | 3.28% | 1.3966 | 1.3966 | 42.5788 | 42.5788 | 0.15392 | 0.36941 | 0.36941 | 0.36941 | 0.36941 | 0 | 0
2014-02-19 17:00 | 17 | 4.92% | 2.0949 | 2.0949 | 42.5788 | 42.5788 | 0.025 | 0.06 | 0.06 | 0.06 | 0.06 | 0 | 0
2014-02-19 18:00 | 18 | 6.56% | 2.7932 | 2.7932 | 42.5788 | 42.5788 | 0.0034314 | 0.0082353 | 0.0082353 | 0.0082353 | 0.0082353 | 0 | 0
2014-02-19 19:00 | 19 | 9.84% | 4.1898 | 4.1898 | 42.5788 | 42.5788 | 0 | 0 | 0 | 0 | 0 | 0 | 0
2014-02-19 20:00 | 20 | 8.2% | 3.4915 | 3.4915 | 42.5788 | 42.5788 | 0 | 0 | 0 | 0 | 0 | 0 | 0
2014-02-19 21:00 | 21 | 6.56% | 2.7932 | 2.7932 | 42.5788 | 42.5788 | 0 | 0 | 0 | 0 | 0 | 0 | 0
2014-02-19 22:00 | 22 | 4.92% | 2.0949 | 2.0949 | 42.5788 | 42.5788 | 0 | 0 | 0 | 0 | 0 | 0 | 0
2014-02-19 23:00 | 23 | 3.28% | 1.3966 | 1.3966 | 42.5788 | 42.5788 | 0 | 0 | 0 | 0 | 0 | 0 | 0
2014-02-20 | 24 | 1.64% | 0.69829 | 0.69829 | 42.5788 | 42.5788 | 0 | 0 | 0 | 0 | 0 | 0 | 0
2014-02-20 01:00 | 1 | 1.64% | 0.69829 | 0.69829 | 42.5788 | 42.5788 | 0 | 0 | 0 | 0 | 0 | 0 | 0
2014-02-20 02:00 | 2 | 1.64% | 0.69829 | 0.69829 | 42.5788 | 42.5788 | 0 | 0 | 0 | 0 | 0 | 0 | 0
2014-02-20 03:00 | 3 | 1.64% | 0.69829 | 0.69829 | 42.5788 | 42.5788 | 0 | 0 | 0 | 0 | 0 | 0 | 0
2014-02-20 04:00 | 4 | 1.64% | 0.69829 | 0.69829 | 42.5788 | 42.5788 | 0 | 0 | 0 | 0 | 0 | 0 | 0
2014-02-20 05:00 | 5 | 1.64% | 0.69829 | 0.69829 | 42.5788 | 42.5788 | 0 | 0 | 0 | 0 | 0 | 0 | 0
2014-02-20 06:00 | 6 | 3.28% | 1.3966 | 1.3966 | 42.5788 | 42.5788 | 0 | 0 | 0 | 0 | 0 | 0 | 0
2014-02-20 07:00 | 7 | 4.92% | 2.0949 | 2.0949 | 42.5788 | 42.5788 | 0 | 0 | 0 | 0 | 0 | 0 | 0
2014-02-20 08:00 | 8 | 6.56% | 2.7932 | 2.7932 | 42.5788 | 42.5788 | 0.00098039 | 0.0023529 | 0.0023529 | 0.0023529 | 0.0023529 | 0 | 0
2014-02-20 09:00 | 9 | 6.56% | 2.7932 | 2.7932 | 42.5788 | 42.5788 | 0.060294 | 0.14471 | 0.14471 | 0.14471 | 0.14471 | 0 | 0
2014-02-20 10:00 | 10 | 4.92% | 2.0949 | 2.0949 | 42.5788 | 42.5788 | 0.14608 | 0.35059 | 0.35059 | 0.35059 | 0.35059 | 0 | 0
2014-02-20 11:00 | 11 | 3.28% | 1.3966 | 1.3966 | 42.5788 | 42.5788 | 0.21373 | 0.51294 | 0.51294 | 0.51294 | 0.51294 | 0 | 0
2014-02-20 12:00 | 12 | 3.28% | 1.3966 | 1.3966 | 42.5788 | 42.5788 | 0.30049 | 0.72118 | 0.72118 | 0.72118 | 0.72118 | 0 | 0
2014-02-20 13:00 | 13 | 3.28% | 1.3966 | 1.3966 | 42.5788 | 42.5788 | 0.41471 | 0.99529 | 0.99529 | 0.99529 | 0.99529 | 0 | 0
2014-02-20 14:00 | 14 | 3.28% | 1.3966 | 1.3966 | 42.5788 | 42.5788 | 0.3652 | 0.87647 | 0.87647 | 0.87647 | 0.87647 | 0 | 0
2014-02-20 15:00 | 15 | 3.28% | 1.3966 | 1.3966 | 42.5788 | 42.5788 | 0.22206 | 0.53294 | 0.53294 | 0.53294 | 0.53294 | 0 | 0
2014-02-20 16:00 | 16 | 3.28% | 1.3966 | 1.3966 | 42.5788 | 42.5788 | 0.09902 | 0.23765 | 0.23765 | 0.23765 | 0.23765 | 0 | 0
2014-02-20 17:00 | 17 | 4.92% | 2.0949 | 2.0949 | 42.5788 | 42.5788 | 0.026471 | 0.063529 | 0.063529 | 0.063529 | 0.063529 | 0 | 0
2014-02-20 18:00 | 18 | 6.56% | 2.7932 | 2.7932 | 42.5788 | 42.5788 | 0.0029412 | 0.0070588 | 0.0070588 | 0.0070588 | 0.0070588 | 0 | 0
2014-02-20 19:00 | 19 | 9.84% | 4.1898 | 4.1898 | 42.5788 | 42.5788 | 0 | 0 | 0 | 0 | 0 | 0 | 0
2014-02-20 20:00 | 20 | 8.2% | 3.4915 | 3.4915 | 42.5788 | 42.5788 | 0 | 0 | 0 | 0 | 0 | 0 | 0
2014-02-20 21:00 | 21 | 6.56% | 2.7932 | 2.7932 | 42.5788 | 42.5788 | 0 | 0 | 0 | 0 | 0 | 0 | 0
2014-02-20 22:00 | 22 | 4.92% | 2.0949 | 2.0949 | 42.5788 | 42.5788 | 0 | 0 | 0 | 0 | 0 | 0 | 0
2014-02-20 23:00 | 23 | 3.28% | 1.3966 | 1.3966 | 42.5788 | 42.5788 | 0 | 0 | 0 | 0 | 0 | 0 | 0
2014-02-21 | 24 | 1.64% | 0.69829 | 0.69829 | 42.5788 | 42.5788 | 0 | 0 | 0 | 0 | 0 | 0 | 0
2014-02-21 01:00 | 1 | 1.64% | 0.69829 | 0.69829 | 42.5788 | 42.5788 | 0 | 0 | 0 | 0 | 0 | 0 | 0
2014-02-21 02:00 | 2 | 1.64% | 0.69829 | 0.69829 | 42.5788 | 42.5788 | 0 | 0 | 0 | 0 | 0 | 0 | 0
2014-02-21 03:00 | 3 | 1.64% | 0.69829 | 0.69829 | 42.5788 | 42.5788 | 0 | 0 | 0 | 0 | 0 | 0 | 0
2014-02-21 04:00 | 4 | 1.64% | 0.69829 | 0.69829 | 42.5788 | 42.5788 | 0 | 0 | 0 | 0 | 0 | 0 | 0
2014-02-21 05:00 | 5 | 1.64% | 0.69829 | 0.69829 | 42.5788 | 42.5788 | 0 | 0 | 0 | 0 | 0 | 0 | 0
2014-02-21 06:00 | 6 | 3.28% | 1.3966 | 1.3966 | 42.5788 | 42.5788 | 0 | 0 | 0 | 0 | 0 | 0 | 0
2014-02-21 07:00 | 7 | 4.92% | 2.0949 | 2.0949 | 42.5788 | 42.5788 | 0 | 0 | 0 | 0 | 0 | 0 | 0
2014-02-21 08:00 | 8 | 6.56% | 2.7932 | 2.7932 | 42.5788 | 42.5788 | 0.0034314 | 0.0082353 | 0.0082353 | 0.0082353 | 0.0082353 | 0 | 0
2014-02-21 09:00 | 9 | 6.56% | 2.7932 | 2.7932 | 42.5788 | 42.5788 | 0.036765 | 0.088235 | 0.088235 | 0.088235 | 0.088235 | 0 | 0
2014-02-21 10:00 | 10 | 4.92% | 2.0949 | 2.0949 | 42.5788 | 42.5788 | 0.20147 | 0.48353 | 0.48353 | 0.48353 | 0.48353 | 0 | 0
2014-02-21 11:00 | 11 | 3.28% | 1.3966 | 1.3966 | 42.5788 | 42.5788 | 0.23627 | 0.56706 | 0.56706 | 0.56706 | 0.56706 | 0 | 0
2014-02-21 12:00 | 12 | 3.28% | 1.3966 | 1.3966 | 42.5788 | 42.5788 | 0.24412 | 0.58588 | 0.58588 | 0.58588 | 0.58588 | 0 | 0
2014-02-21 13:00 | 13 | 3.28% | 1.3966 | 1.3966 | 42.5788 | 42.5788 | 0.28578 | 0.68588 | 0.68588 | 0.68588 | 0.68588 | 0 | 0
2014-02-21 14:00 | 14 | 3.28% | 1.3966 | 1.3966 | 42.5788 | 42.5788 | 0.25735 | 0.61765 | 0.61765 | 0.61765 | 0.61765 | 0 | 0
2014-02-21 15:00 | 15 | 3.28% | 1.3966 | 1.3966 | 42.5788 | 42.5788 | 0.25294 | 0.60706 | 0.60706 | 0.60706 | 0.60706 | 0 | 0
2014-02-21 16:00 | 16 | 3.28% | 1.3966 | 1.3966 | 42.5788 | 42.5788 | 0.11078 | 0.26588 | 0.26588 | 0.26588 | 0.26588 | 0 | 0
2014-02-21 17:00 | 17 | 4.92% | 2.0949 | 2.0949 | 42.5788 | 42.5788 | 0.041667 | 0.1 | 0.1 | 0.1 | 0.1 | 0 | 0
2014-02-21 18:00 | 18 | 6.56% | 2.7932 | 2.7932 | 42.5788 | 42.5788 | 0.0053922 | 0.012941 | 0.012941 | 0.012941 | 0.012941 | 0 | 0
2014-02-21 19:00 | 19 | 9.84% | 4.1898 | 4.1898 | 42.5788 | 42.5788 | 0 | 0 | 0 | 0 | 0 | 0 | 0
2014-02-21 20:00 | 20 | 8.2% | 3.4915 | 3.4915 | 42.5788 | 42.5788 | 0 | 0 | 0 | 0 | 0 | 0 | 0
2014-02-21 21:00 | 21 | 6.56% | 2.7932 | 2.7932 | 42.5788 | 42.5788 | 0 | 0 | 0 | 0 | 0 | 0 | 0
2014-02-21 22:00 | 22 | 4.92% | 2.0949 | 2.0949 | 42.5788 | 42.5788 | 0 | 0 | 0 | 0 | 0 | 0 | 0
2014-02-21 23:00 | 23 | 3.28% | 1.3966 | 1.3966 | 42.5788 | 42.5788 | 0 | 0 | 0 | 0 | 0 | 0 | 0
2014-02-22 | 24 | 1.64% | 0.69829 | 0.69829 | 42.5788 | 42.5788 | 0 | 0 | 0 | 0 | 0 | 0 | 0
2014-02-22 01:00 | 1 | 1.64% | 0.69829 | 0.69829 | 42.5788 | 42.5788 | 0 | 0 | 0 | 0 | 0 | 0 | 0
2014-02-22 02:00 | 2 | 1.64% | 0.69829 | 0.69829 | 42.5788 | 42.5788 | 0 | 0 | 0 | 0 | 0 | 0 | 0
2014-02-22 03:00 | 3 | 1.64% | 0.69829 | 0.69829 | 42.5788 | 42.5788 | 0 | 0 | 0 | 0 | 0 | 0 | 0
2014-02-22 04:00 | 4 | 1.64% | 0.69829 | 0.69829 | 42.5788 | 42.5788 | 0 | 0 | 0 | 0 | 0 | 0 | 0
2014-02-22 05:00 | 5 | 1.64% | 0.69829 | 0.69829 | 42.5788 | 42.5788 | 0 | 0 | 0 | 0 | 0 | 0 | 0
2014-02-22 06:00 | 6 | 3.28% | 1.3966 | 1.3966 | 42.5788 | 42.5788 | 0 | 0 | 0 | 0 | 0 | 0 | 0
2014-02-22 07:00 | 7 | 4.92% | 2.0949 | 2.0949 | 42.5788 | 42.5788 | 0 | 0 | 0 | 0 | 0 | 0 | 0
2014-02-22 08:00 | 8 | 6.56% | 2.7932 | 2.7932 | 42.5788 | 42.5788 | 0.0019608 | 0.0047059 | 0.0047059 | 0.0047059 | 0.0047059 | 0 | 0
2014-02-22 09:00 | 9 | 6.56% | 2.7932 | 2.7932 | 42.5788 | 42.5788 | 0.083333 | 0.2 | 0.2 | 0.2 | 0.2 | 0 | 0
2014-02-22 10:00 | 10 | 4.92% | 2.0949 | 2.0949 | 42.5788 | 42.5788 | 0.18725 | 0.44941 | 0.44941 | 0.44941 | 0.44941 | 0 | 0
2014-02-22 11:00 | 11 | 3.28% | 1.3966 | 1.3966 | 42.5788 | 42.5788 | 0.24902 | 0.59765 | 0.59765 | 0.59765 | 0.59765 | 0 | 0
2014-02-22 12:00 | 12 | 3.28% | 1.3966 | 1.3966 | 42.5788 | 42.5788 | 0.35196 | 0.84471 | 0.84471 | 0.84471 | 0.84471 | 0 | 0
2014-02-22 13:00 | 13 | 3.28% | 1.3966 | 1.3966 | 42.5788 | 42.5788 | 0.35637 | 0.85529 | 0.85529 | 0.85529 | 0.85529 | 0 | 0
2014-02-22 14:00 | 14 | 3.28% | 1.3966 | 1.3966 | 42.5788 | 42.5788 | 0.32304 | 0.77529 | 0.77529 | 0.77529 | 0.77529 | 0 | 0
2014-02-22 15:00 | 15 | 3.28% | 1.3966 | 1.3966 | 42.5788 | 42.5788 | 0.22255 | 0.53412 | 0.53412 | 0.53412 | 0.53412 | 0 | 0
2014-02-22 16:00 | 16 | 3.28% | 1.3966 | 1.3966 | 42.5788 | 42.5788 | 0.10735 | 0.25765 | 0.25765 | 0.25765 | 0.25765 | 0 | 0
2014-02-22 17:00 | 17 | 4.92% | 2.0949 | 2.0949 | 42.5788 | 42.5788 | 0.018627 | 0.044706 | 0.044706 | 0.044706 | 0.044706 | 0 | 0
2014-02-22 18:00 | 18 | 6.56% | 2.7932 | 2.7932 | 42.5788 | 42.5788 | 0.0019608 | 0.0047059 | 0.0047059 | 0.0047059 | 0.0047059 | 0 | 0
2014-02-22 19:00 | 19 | 9.84% | 4.1898 | 4.1898 | 42.5788 | 42.5788 | 0 | 0 | 0 | 0 | 0 | 0 | 0
2014-02-22 20:00 | 20 | 8.2% | 3.4915 | 3.4915 | 42.5788 | 42.5788 | 0 | 0 | 0 | 0 | 0 | 0 | 0
2014-02-22 21:00 | 21 | 6.56% | 2.7932 | 2.7932 | 42.5788 | 42.5788 | 0 | 0 | 0 | 0 | 0 | 0 | 0
2014-02-22 22:00 | 22 | 4.92% | 2.0949 | 2.0949 | 42.5788 | 42.5788 | 0 | 0 | 0 | 0 | 0 | 0 | 0
2014-02-22 23:00 | 23 | 3.28% | 1.3966 | 1.3966 | 42.5788 | 42.5788 | 0 | 0 | 0 | 0 | 0 | 0 | 0
2014-02-23 | 24 | 1.64% | 0.69829 | 0.69829 | 42.5788 | 42.5788 | 0 | 0 | 0 | 0 | 0 | 0 | 0
2014-02-23 01:00 | 1 | 1.64% | 0.69829 | 0.69829 | 42.5788 | 42.5788 | 0 | 0 | 0 | 0 | 0 | 0 | 0
2014-02-23 02:00 | 2 | 1.64% | 0.69829 | 0.69829 | 42.5788 | 42.5788 | 0 | 0 | 0 | 0 | 0 | 0 | 0
2014-02-23 03:00 | 3 | 1.64% | 0.69829 | 0.69829 | 42.5788 | 42.5788 | 0 | 0 | 0 | 0 | 0 | 0 | 0
2014-02-23 04:00 | 4 | 1.64% | 0.69829 | 0.69829 | 42.5788 | 42.5788 | 0 | 0 | 0 | 0 | 0 | 0 | 0
2014-02-23 05:00 | 5 | 1.64% | 0.69829 | 0.69829 | 42.5788 | 42.5788 | 0 | 0 | 0 | 0 | 0 | 0 | 0
2014-02-23 06:00 | 6 | 3.28% | 1.3966 | 1.3966 | 42.5788 | 42.5788 | 0 | 0 | 0 | 0 | 0 | 0 | 0
2014-02-23 07:00 | 7 | 4.92% | 2.0949 | 2.0949 | 42.5788 | 42.5788 | 0 | 0 | 0 | 0 | 0 | 0 | 0
2014-02-23 08:00 | 8 | 6.56% | 2.7932 | 2.7932 | 42.5788 | 42.5788 | 0.0034314 | 0.0082353 | 0.0082353 | 0.0082353 | 0.0082353 | 0 | 0
2014-02-23 09:00 | 9 | 6.56% | 2.7932 | 2.7932 | 42.5788 | 42.5788 | 0.10196 | 0.24471 | 0.24471 | 0.24471 | 0.24471 | 0 | 0
2014-02-23 10:00 | 10 | 4.92% | 2.0949 | 2.0949 | 42.5788 | 42.5788 | 0.23922 | 0.57412 | 0.57412 | 0.57412 | 0.57412 | 0 | 0
2014-02-23 11:00 | 11 | 3.28% | 1.3966 | 1.3966 | 42.5788 | 42.5788 | 0.36225 | 0.86941 | 0.86941 | 0.86941 | 0.86941 | 0 | 0
2014-02-23 12:00 | 12 | 3.28% | 1.3966 | 1.3966 | 42.5788 | 42.5788 | 0.42696 | 1.0247 | 1.0247 | 1.0247 | 1.0247 | 0 | 0
2014-02-23 13:00 | 13 | 3.28% | 1.3966 | 1.3966 | 42.5788 | 42.5788 | 0.44216 | 1.0612 | 1.0612 | 1.0612 | 1.0612 | 0 | 0
2014-02-23 14:00 | 14 | 3.28% | 1.3966 | 1.3966 | 42.5788 | 42.5788 | 0.41569 | 0.99765 | 0.99765 | 0.99765 | 0.99765 | 0 | 0
2014-02-23 15:00 | 15 | 3.28% | 1.3966 | 1.3966 | 42.5788 | 42.5788 | 0.3049 | 0.73176 | 0.73176 | 0.73176 | 0.73176 | 0 | 0
2014-02-23 16:00 | 16 | 3.28% | 1.3966 | 1.3966 | 42.5788 | 42.5788 | 0.16029 | 0.38471 | 0.38471 | 0.38471 | 0.38471 | 0 | 0
2014-02-23 17:00 | 17 | 4.92% | 2.0949 | 2.0949 | 42.5788 | 42.5788 | 0.048039 | 0.11529 | 0.11529 | 0.11529 | 0.11529 | 0 | 0
2014-02-23 18:00 | 18 | 6.56% | 2.7932 | 2.7932 | 42.5788 | 42.5788 | 0.004902 | 0.011765 | 0.011765 | 0.011765 | 0.011765 | 0 | 0
2014-02-23 19:00 | 19 | 9.84% | 4.1898 | 4.1898 | 42.5788 | 42.5788 | 0 | 0 | 0 | 0 | 0 | 0 | 0
2014-02-23 20:00 | 20 | 8.2% | 3.4915 | 3.4915 | 42.5788 | 42.5788 | 0 | 0 | 0 | 0 | 0 | 0 | 0
2014-02-23 21:00 | 21 | 6.56% | 2.7932 | 2.7932 | 42.5788 | 42.5788 | 0 | 0 | 0 | 0 | 0 | 0 | 0
2014-02-23 22:00 | 22 | 4.92% | 2.0949 | 2.0949 | 42.5788 | 42.5788 | 0 | 0 | 0 | 0 | 0 | 0 | 0
2014-02-23 23:00 | 23 | 3.28% | 1.3966 | 1.3966 | 42.5788 | 42.5788 | 0 | 0 | 0 | 0 | 0 | 0 | 0
2014-02-24 | 24 | 1.64% | 0.69829 | 0.69829 | 42.5788 | 42.5788 | 0 | 0 | 0 | 0 | 0 | 0 | 0
2014-02-24 01:00 | 1 | 1.64% | 0.69829 | 0.69829 | 42.5788 | 42.5788 | 0 | 0 | 0 | 0 | 0 | 0 | 0
2014-02-24 02:00 | 2 | 1.64% | 0.69829 | 0.69829 | 42.5788 | 42.5788 | 0 | 0 | 0 | 0 | 0 | 0 | 0
2014-02-24 03:00 | 3 | 1.64% | 0.69829 | 0.69829 | 42.5788 | 42.5788 | 0 | 0 | 0 | 0 | 0 | 0 | 0
2014-02-24 04:00 | 4 | 1.64% | 0.69829 | 0.69829 | 42.5788 | 42.5788 | 0 | 0 | 0 | 0 | 0 | 0 | 0
2014-02-24 05:00 | 5 | 1.64% | 0.69829 | 0.69829 | 42.5788 | 42.5788 | 0 | 0 | 0 | 0 | 0 | 0 | 0
2014-02-24 06:00 | 6 | 3.28% | 1.3966 | 1.3966 | 42.5788 | 42.5788 | 0 | 0 | 0 | 0 | 0 | 0 | 0
2014-02-24 07:00 | 7 | 4.92% | 2.0949 | 2.0949 | 42.5788 | 42.5788 | 0 | 0 | 0 | 0 | 0 | 0 | 0
2014-02-24 08:00 | 8 | 6.56% | 2.7932 | 2.7932 | 42.5788 | 42.5788 | 0.0004902 | 0.0011765 | 0.0011765 | 0.0011765 | 0.0011765 | 0 | 0
2014-02-24 09:00 | 9 | 6.56% | 2.7932 | 2.7932 | 42.5788 | 42.5788 | 0.017647 | 0.042353 | 0.042353 | 0.042353 | 0.042353 | 0 | 0
2014-02-24 10:00 | 10 | 4.92% | 2.0949 | 2.0949 | 42.5788 | 42.5788 | 0.12108 | 0.29059 | 0.29059 | 0.29059 | 0.29059 | 0 | 0
2014-02-24 11:00 | 11 | 3.28% | 1.3966 | 1.3966 | 42.5788 | 42.5788 | 0.28824 | 0.69176 | 0.69176 | 0.69176 | 0.69176 | 0 | 0
2014-02-24 12:00 | 12 | 3.28% | 1.3966 | 1.3966 | 42.5788 | 42.5788 | 0.46961 | 1.1271 | 1.1271 | 1.1271 | 1.1271 | 0 | 0
2014-02-24 13:00 | 13 | 3.28% | 1.3966 | 1.3966 | 42.5788 | 42.5788 | 0.50245 | 1.2059 | 1.2059 | 1.2059 | 1.2059 | 0 | 0
2014-02-24 14:00 | 14 | 3.28% | 1.3966 | 1.3966 | 42.5788 | 42.5788 | 0.32745 | 0.78588 | 0.78588 | 0.78588 | 0.78588 | 0 | 0
2014-02-24 15:00 | 15 | 3.28% | 1.3966 | 1.3966 | 42.5788 | 42.5788 | 0.4152 | 0.99647 | 0.99647 | 0.99647 | 0.99647 | 0 | 0
2014-02-24 16:00 | 16 | 3.28% | 1.3966 | 1.3966 | 42.5788 | 42.5788 | 0.19069 | 0.45765 | 0.45765 | 0.45765 | 0.45765 | 0 | 0
2014-02-24 17:00 | 17 | 4.92% | 2.0949 | 2.0949 | 42.5788 | 42.5788 | 0.026961 | 0.064706 | 0.064706 | 0.064706 | 0.064706 | 0 | 0
2014-02-24 18:00 | 18 | 6.56% | 2.7932 | 2.7932 | 42.5788 | 42.5788 | 0.0058824 | 0.014118 | 0.014118 | 0.014118 | 0.014118 | 0 | 0
2014-02-24 19:00 | 19 | 9.84% | 4.1898 | 4.1898 | 42.5788 | 42.5788 | 0 | 0 | 0 | 0 | 0 | 0 | 0
2014-02-24 20:00 | 20 | 8.2% | 3.4915 | 3.4915 | 42.5788 | 42.5788 | 0 | 0 | 0 | 0 | 0 | 0 | 0
2014-02-24 21:00 | 21 | 6.56% | 2.7932 | 2.7932 | 42.5788 | 42.5788 | 0 | 0 | 0 | 0 | 0 | 0 | 0
2014-02-24 22:00 | 22 | 4.92% | 2.0949 | 2.0949 | 42.5788 | 42.5788 | 0 | 0 | 0 | 0 | 0 | 0 | 0
2014-02-24 23:00 | 23 | 3.28% | 1.3966 | 1.3966 | 42.5788 | 42.5788 | 0 | 0 | 0 | 0 | 0 | 0 | 0
2014-02-25 | 24 | 1.64% | 0.69829 | 0.69829 | 42.5788 | 42.5788 | 0 | 0 | 0 | 0 | 0 | 0 | 0
2014-02-25 01:00 | 1 | 1.64% | 0.69829 | 0.69829 | 42.5788 | 42.5788 | 0 | 0 | 0 | 0 | 0 | 0 | 0
2014-02-25 02:00 | 2 | 1.64% | 0.69829 | 0.69829 | 42.5788 | 42.5788 | 0 | 0 | 0 | 0 | 0 | 0 | 0
2014-02-25 03:00 | 3 | 1.64% | 0.69829 | 0.69829 | 42.5788 | 42.5788 | 0 | 0 | 0 | 0 | 0 | 0 | 0
2014-02-25 04:00 | 4 | 1.64% | 0.69829 | 0.69829 | 42.5788 | 42.5788 | 0 | 0 | 0 | 0 | 0 | 0 | 0
2014-02-25 05:00 | 5 | 1.64% | 0.69829 | 0.69829 | 42.5788 | 42.5788 | 0 | 0 | 0 | 0 | 0 | 0 | 0
2014-02-25 06:00 | 6 | 3.28% | 1.3966 | 1.3966 | 42.5788 | 42.5788 | 0 | 0 | 0 | 0 | 0 | 0 | 0
2014-02-25 07:00 | 7 | 4.92% | 2.0949 | 2.0949 | 42.5788 | 42.5788 | 0 | 0 | 0 | 0 | 0 | 0 | 0
2014-02-25 08:00 | 8 | 6.56% | 2.7932 | 2.7932 | 42.5788 | 42.5788 | 0.0068627 | 0.016471 | 0.016471 | 0.016471 | 0.016471 | 0 | 0
2014-02-25 09:00 | 9 | 6.56% | 2.7932 | 2.7932 | 42.5788 | 42.5788 | 0.17157 | 0.41176 | 0.41176 | 0.41176 | 0.41176 | 0 | 0
2014-02-25 10:00 | 10 | 4.92% | 2.0949 | 2.0949 | 42.5788 | 42.5788 | 0.35098 | 0.84235 | 0.84235 | 0.84235 | 0.84235 | 0 | 0
2014-02-25 11:00 | 11 | 3.28% | 1.3966 | 1.3966 | 42.5788 | 42.5788 | 0.55588 | 1.3341 | 1.3341 | 1.3341 | 1.3341 | 0 | 0
2014-02-25 12:00 | 12 | 3.28% | 1.3966 | 1.3966 | 42.5788 | 42.5788 | 0.70294 | 1.6871 | 1.6871 | 1.3966 | 1.3966 | 0.29047 | 0.29047
2014-02-25 13:00 | 13 | 3.28% | 1.3966 | 1.3966 | 42.5788 | 42.5788 | 0.72059 | 1.7294 | 1.7294 | 1.3966 | 1.3966 | 0.33283 | 0.33283
2014-02-25 14:00 | 14 | 3.28% | 1.3966 | 1.3966 | 42.5788 | 42.5788 | 0.61863 | 1.4847 | 1.4847 | 1.3966 | 1.3966 | 0.08812 | 0.08812
2014-02-25 15:00 | 15 | 3.28% | 1.3966 | 1.3966 | 42.5788 | 42.5788 | 0.42745 | 1.0259 | 1.0259 | 1.0259 | 1.0259 | 0 | 0
2014-02-25 16:00 | 16 | 3.28% | 1.3966 | 1.3966 | 42.5788 | 42.5788 | 0.18725 | 0.44941 | 0.44941 | 0.44941 | 0.44941 | 0 | 0
2014-02-25 17:00 | 17 | 4.92% | 2.0949 | 2.0949 | 42.5788 | 42.5788 | 0.027941 | 0.067059 | 0.067059 | 0.067059 | 0.067059 | 0 | 0
2014-02-25 18:00 | 18 | 6.56% | 2.7932 | 2.7932 | 42.5788 | 42.5788 | 0.0004902 | 0.0011765 | 0.0011765 | 0.0011765 | 0.0011765 | 0 | 0
2014-02-25 19:00 | 19 | 9.84% | 4.1898 | 4.1898 | 42.5788 | 42.5788 | 0 | 0 | 0 | 0 | 0 | 0 | 0
2014-02-25 20:00 | 20 | 8.2% | 3.4915 | 3.4915 | 42.5788 | 42.5788 | 0 | 0 | 0 | 0 | 0 | 0 | 0
2014-02-25 21:00 | 21 | 6.56% | 2.7932 | 2.7932 | 42.5788 | 42.5788 | 0 | 0 | 0 | 0 | 0 | 0 | 0
2014-02-25 22:00 | 22 | 4.92% | 2.0949 | 2.0949 | 42.5788 | 42.5788 | 0 | 0 | 0 | 0 | 0 | 0 | 0
2014-02-25 23:00 | 23 | 3.28% | 1.3966 | 1.3966 | 42.5788 | 42.5788 | 0 | 0 | 0 | 0 | 0 | 0 | 0
2014-02-26 | 24 | 1.64% | 0.69829 | 0.69829 | 42.5788 | 42.5788 | 0 | 0 | 0 | 0 | 0 | 0 | 0
2014-02-26 01:00 | 1 | 1.64% | 0.69829 | 0.69829 | 42.5788 | 42.5788 | 0 | 0 | 0 | 0 | 0 | 0 | 0
2014-02-26 02:00 | 2 | 1.64% | 0.69829 | 0.69829 | 42.5788 | 42.5788 | 0 | 0 | 0 | 0 | 0 | 0 | 0
2014-02-26 03:00 | 3 | 1.64% | 0.69829 | 0.69829 | 42.5788 | 42.5788 | 0 | 0 | 0 | 0 | 0 | 0 | 0
2014-02-26 04:00 | 4 | 1.64% | 0.69829 | 0.69829 | 42.5788 | 42.5788 | 0 | 0 | 0 | 0 | 0 | 0 | 0
2014-02-26 05:00 | 5 | 1.64% | 0.69829 | 0.69829 | 42.5788 | 42.5788 | 0 | 0 | 0 | 0 | 0 | 0 | 0
2014-02-26 06:00 | 6 | 3.28% | 1.3966 | 1.3966 | 42.5788 | 42.5788 | 0 | 0 | 0 | 0 | 0 | 0 | 0
2014-02-26 07:00 | 7 | 4.92% | 2.0949 | 2.0949 | 42.5788 | 42.5788 | 0 | 0 | 0 | 0 | 0 | 0 | 0
2014-02-26 08:00 | 8 | 6.56% | 2.7932 | 2.7932 | 42.5788 | 42.5788 | 0.0083333 | 0.02 | 0.02 | 0.02 | 0.02 | 0 | 0
2014-02-26 09:00 | 9 | 6.56% | 2.7932 | 2.7932 | 42.5788 | 42.5788 | 0.10294 | 0.24706 | 0.24706 | 0.24706 | 0.24706 | 0 | 0
2014-02-26 10:00 | 10 | 4.92% | 2.0949 | 2.0949 | 42.5788 | 42.5788 | 0.19902 | 0.47765 | 0.47765 | 0.47765 | 0.47765 | 0 | 0
2014-02-26 11:00 | 11 | 3.28% | 1.3966 | 1.3966 | 42.5788 | 42.5788 | 0.29657 | 0.71176 | 0.71176 | 0.71176 | 0.71176 | 0 | 0
2014-02-26 12:00 | 12 | 3.28% | 1.3966 | 1.3966 | 42.5788 | 42.5788 | 0.46618 | 1.1188 | 1.1188 | 1.1188 | 1.1188 | 0 | 0
2014-02-26 13:00 | 13 | 3.28% | 1.3966 | 1.3966 | 42.5788 | 42.5788 | 0.44755 | 1.0741 | 1.0741 | 1.0741 | 1.0741 | 0 | 0
2014-02-26 14:00 | 14 | 3.28% | 1.3966 | 1.3966 | 42.5788 | 42.5788 | 0.26422 | 0.63412 | 0.63412 | 0.63412 | 0.63412 | 0 | 0
2014-02-26 15:00 | 15 | 3.28% | 1.3966 | 1.3966 | 42.5788 | 42.5788 | 0.14167 | 0.34 | 0.34 | 0.34 | 0.34 | 0 | 0
2014-02-26 16:00 | 16 | 3.28% | 1.3966 | 1.3966 | 42.5788 | 42.5788 | 0.078431 | 0.18824 | 0.18824 | 0.18824 | 0.18824 | 0 | 0
2014-02-26 17:00 | 17 | 4.92% | 2.0949 | 2.0949 | 42.5788 | 42.5788 | 0.021078 | 0.050588 | 0.050588 | 0.050588 | 0.050588 | 0 | 0
2014-02-26 18:00 | 18 | 6.56% | 2.7932 | 2.7932 | 42.5788 | 42.5788 | 0.0004902 | 0.0011765 | 0.0011765 | 0.0011765 | 0.0011765 | 0 | 0
2014-02-26 19:00 | 19 | 9.84% | 4.1898 | 4.1898 | 42.5788 | 42.5788 | 0 | 0 | 0 | 0 | 0 | 0 | 0
2014-02-26 20:00 | 20 | 8.2% | 3.4915 | 3.4915 | 42.5788 | 42.5788 | 0 | 0 | 0 | 0 | 0 | 0 | 0
2014-02-26 21:00 | 21 | 6.56% | 2.7932 | 2.7932 | 42.5788 | 42.5788 | 0 | 0 | 0 | 0 | 0 | 0 | 0
2014-02-26 22:00 | 22 | 4.92% | 2.0949 | 2.0949 | 42.5788 | 42.5788 | 0 | 0 | 0 | 0 | 0 | 0 | 0
2014-02-26 23:00 | 23 | 3.28% | 1.3966 | 1.3966 | 42.5788 | 42.5788 | 0 | 0 | 0 | 0 | 0 | 0 | 0
2014-02-27 | 24 | 1.64% | 0.69829 | 0.69829 | 42.5788 | 42.5788 | 0 | 0 | 0 | 0 | 0 | 0 | 0
2014-02-27 01:00 | 1 | 1.64% | 0.69829 | 0.69829 | 42.5788 | 42.5788 | 0 | 0 | 0 | 0 | 0 | 0 | 0
2014-02-27 02:00 | 2 | 1.64% | 0.69829 | 0.69829 | 42.5788 | 42.5788 | 0 | 0 | 0 | 0 | 0 | 0 | 0
2014-02-27 03:00 | 3 | 1.64% | 0.69829 | 0.69829 | 42.5788 | 42.5788 | 0 | 0 | 0 | 0 | 0 | 0 | 0
2014-02-27 04:00 | 4 | 1.64% | 0.69829 | 0.69829 | 42.5788 | 42.5788 | 0 | 0 | 0 | 0 | 0 | 0 | 0
2014-02-27 05:00 | 5 | 1.64% | 0.69829 | 0.69829 | 42.5788 | 42.5788 | 0 | 0 | 0 | 0 | 0 | 0 | 0
2014-02-27 06:00 | 6 | 3.28% | 1.3966 | 1.3966 | 42.5788 | 42.5788 | 0 | 0 | 0 | 0 | 0 | 0 | 0
2014-02-27 07:00 | 7 | 4.92% | 2.0949 | 2.0949 | 42.5788 | 42.5788 | 0 | 0 | 0 | 0 | 0 | 0 | 0
2014-02-27 08:00 | 8 | 6.56% | 2.7932 | 2.7932 | 42.5788 | 42.5788 | 0.0073529 | 0.017647 | 0.017647 | 0.017647 | 0.017647 | 0 | 0
2014-02-27 09:00 | 9 | 6.56% | 2.7932 | 2.7932 | 42.5788 | 42.5788 | 0.18922 | 0.45412 | 0.45412 | 0.45412 | 0.45412 | 0 | 0
2014-02-27 10:00 | 10 | 4.92% | 2.0949 | 2.0949 | 42.5788 | 42.5788 | 0.36569 | 0.87765 | 0.87765 | 0.87765 | 0.87765 | 0 | 0
2014-02-27 11:00 | 11 | 3.28% | 1.3966 | 1.3966 | 42.5788 | 42.5788 | 0.42941 | 1.0306 | 1.0306 | 1.0306 | 1.0306 | 0 | 0
2014-02-27 12:00 | 12 | 3.28% | 1.3966 | 1.3966 | 42.5788 | 42.5788 | 0.36225 | 0.86941 | 0.86941 | 0.86941 | 0.86941 | 0 | 0
2014-02-27 13:00 | 13 | 3.28% | 1.3966 | 1.3966 | 42.5788 | 42.5788 | 0.27696 | 0.66471 | 0.66471 | 0.66471 | 0.66471 | 0 | 0
2014-02-27 14:00 | 14 | 3.28% | 1.3966 | 1.3966 | 42.5788 | 42.5788 | 0.26225 | 0.62941 | 0.62941 | 0.62941 | 0.62941 | 0 | 0
2014-02-27 15:00 | 15 | 3.28% | 1.3966 | 1.3966 | 42.5788 | 42.5788 | 0.16569 | 0.39765 | 0.39765 | 0.39765 | 0.39765 | 0 | 0
2014-02-27 16:00 | 16 | 3.28% | 1.3966 | 1.3966 | 42.5788 | 42.5788 | 0.068627 | 0.16471 | 0.16471 | 0.16471 | 0.16471 | 0 | 0
2014-02-27 17:00 | 17 | 4.92% | 2.0949 | 2.0949 | 42.5788 | 42.5788 | 0.015686 | 0.037647 | 0.037647 | 0.037647 | 0.037647 | 0 | 0
2014-02-27 18:00 | 18 | 6.56% | 2.7932 | 2.7932 | 42.5788 | 42.5788 | 0.0004902 | 0.0011765 | 0.0011765 | 0.0011765 | 0.0011765 | 0 | 0
2014-02-27 19:00 | 19 | 9.84% | 4.1898 | 4.1898 | 42.5788 | 42.5788 | 0 | 0 | 0 | 0 | 0 | 0 | 0
2014-02-27 20:00 | 20 | 8.2% | 3.4915 | 3.4915 | 42.5788 | 42.5788 | 0 | 0 | 0 | 0 | 0 | 0 | 0
2014-02-27 21:00 | 21 | 6.56% | 2.7932 | 2.7932 | 42.5788 | 42.5788 | 0 | 0 | 0 | 0 | 0 | 0 | 0
2014-02-27 22:00 | 22 | 4.92% | 2.0949 | 2.0949 | 42.5788 | 42.5788 | 0 | 0 | 0 | 0 | 0 | 0 | 0
2014-02-27 23:00 | 23 | 3.28% | 1.3966 | 1.3966 | 42.5788 | 42.5788 | 0 | 0 | 0 | 0 | 0 | 0 | 0
2014-02-28 | 24 | 1.64% | 0.69829 | 0.69829 | 42.5788 | 42.5788 | 0 | 0 | 0 | 0 | 0 | 0 | 0
2014-02-28 01:00 | 1 | 1.64% | 0.69829 | 0.69829 | 42.5788 | 42.5788 | 0 | 0 | 0 | 0 | 0 | 0 | 0
2014-02-28 02:00 | 2 | 1.64% | 0.69829 | 0.69829 | 42.5788 | 42.5788 | 0 | 0 | 0 | 0 | 0 | 0 | 0
2014-02-28 03:00 | 3 | 1.64% | 0.69829 | 0.69829 | 42.5788 | 42.5788 | 0 | 0 | 0 | 0 | 0 | 0 | 0
2014-02-28 04:00 | 4 | 1.64% | 0.69829 | 0.69829 | 42.5788 | 42.5788 | 0 | 0 | 0 | 0 | 0 | 0 | 0
2014-02-28 05:00 | 5 | 1.64% | 0.69829 | 0.69829 | 42.5788 | 42.5788 | 0 | 0 | 0 | 0 | 0 | 0 | 0
2014-02-28 06:00 | 6 | 3.28% | 1.3966 | 1.3966 | 42.5788 | 42.5788 | 0 | 0 | 0 | 0 | 0 | 0 | 0
2014-02-28 07:00 | 7 | 4.92% | 2.0949 | 2.0949 | 42.5788 | 42.5788 | 0 | 0 | 0 | 0 | 0 | 0 | 0
2014-02-28 08:00 | 8 | 6.56% | 2.7932 | 2.7932 | 42.5788 | 42.5788 | 0.015196 | 0.036471 | 0.036471 | 0.036471 | 0.036471 | 0 | 0
2014-02-28 09:00 | 9 | 6.56% | 2.7932 | 2.7932 | 42.5788 | 42.5788 | 0.20196 | 0.48471 | 0.48471 | 0.48471 | 0.48471 | 0 | 0
2014-02-28 10:00 | 10 | 4.92% | 2.0949 | 2.0949 | 42.5788 | 42.5788 | 0.25588 | 0.61412 | 0.61412 | 0.61412 | 0.61412 | 0 | 0
2014-02-28 11:00 | 11 | 3.28% | 1.3966 | 1.3966 | 42.5788 | 42.5788 | 0.35294 | 0.84706 | 0.84706 | 0.84706 | 0.84706 | 0 | 0
2014-02-28 12:00 | 12 | 3.28% | 1.3966 | 1.3966 | 42.5788 | 42.5788 | 0.40441 | 0.97059 | 0.97059 | 0.97059 | 0.97059 | 0 | 0
2014-02-28 13:00 | 13 | 3.28% | 1.3966 | 1.3966 | 42.5788 | 42.5788 | 0.38235 | 0.91765 | 0.91765 | 0.91765 | 0.91765 | 0 | 0
2014-02-28 14:00 | 14 | 3.28% | 1.3966 | 1.3966 | 42.5788 | 42.5788 | 0.33922 | 0.81412 | 0.81412 | 0.81412 | 0.81412 | 0 | 0
2014-02-28 15:00 | 15 | 3.28% | 1.3966 | 1.3966 | 42.5788 | 42.5788 | 0.18431 | 0.44235 | 0.44235 | 0.44235 | 0.44235 | 0 | 0
2014-02-28 16:00 | 16 | 3.28% | 1.3966 | 1.3966 | 42.5788 | 42.5788 | 0.095098 | 0.22824 | 0.22824 | 0.22824 | 0.22824 | 0 | 0
2014-02-28 17:00 | 17 | 4.92% | 2.0949 | 2.0949 | 42.5788 | 42.5788 | 0.035784 | 0.085882 | 0.085882 | 0.085882 | 0.085882 | 0 | 0
2014-02-28 18:00 | 18 | 6.56% | 2.7932 | 2.7932 | 42.5788 | 42.5788 | 0.0034314 | 0.0082353 | 0.0082353 | 0.0082353 | 0.0082353 | 0 | 0
2014-02-28 19:00 | 19 | 9.84% | 4.1898 | 4.1898 | 42.5788 | 42.5788 | 0 | 0 | 0 | 0 | 0 | 0 | 0
2014-02-28 20:00 | 20 | 8.2% | 3.4915 | 3.4915 | 42.5788 | 42.5788 | 0 | 0 | 0 | 0 | 0 | 0 | 0
2014-02-28 21:00 | 21 | 6.56% | 2.7932 | 2.7932 | 42.5788 | 42.5788 | 0 | 0 | 0 | 0 | 0 | 0 | 0
2014-02-28 22:00 | 22 | 4.92% | 2.0949 | 2.0949 | 42.5788 | 42.5788 | 0 | 0 | 0 | 0 | 0 | 0 | 0
2014-02-28 23:00 | 23 | 3.28% | 1.3966 | 1.3966 | 42.5788 | 42.5788 | 0 | 0 | 0 | 0 | 0 | 0 | 0
2014-03-01 | 24 | 1.64% | 0.69829 | 0.69829 | 42.5788 | 42.5788 | 0 | 0 | 0 | 0 | 0 | 0 | 0
2014-03-01 01:00 | 1 | 1.64% | 0.53728 | 0.53728 | 32.7608 | 32.7608 | 0 | 0 | 0 | 0 | 0 | 0 | 0
2014-03-01 02:00 | 2 | 1.64% | 0.53728 | 0.53728 | 32.7608 | 32.7608 | 0 | 0 | 0 | 0 | 0 | 0 | 0
2014-03-01 03:00 | 3 | 1.64% | 0.53728 | 0.53728 | 32.7608 | 32.7608 | 0 | 0 | 0 | 0 | 0 | 0 | 0
2014-03-01 04:00 | 4 | 1.64% | 0.53728 | 0.53728 | 32.7608 | 32.7608 | 0 | 0 | 0 | 0 | 0 | 0 | 0
2014-03-01 05:00 | 5 | 1.64% | 0.53728 | 0.53728 | 32.7608 | 32.7608 | 0 | 0 | 0 | 0 | 0 | 0 | 0
2014-03-01 06:00 | 6 | 3.28% | 1.0746 | 1.0746 | 32.7608 | 32.7608 | 0 | 0 | 0 | 0 | 0 | 0 | 0
2014-03-01 07:00 | 7 | 4.92% | 1.6118 | 1.6118 | 32.7608 | 32.7608 | 0 | 0 | 0 | 0 | 0 | 0 | 0
2014-03-01 08:00 | 8 | 6.56% | 2.1491 | 2.1491 | 32.7608 | 32.7608 | 0.02598 | 0.062353 | 0.062353 | 0.062353 | 0.062353 | 0 | 0
2014-03-01 09:00 | 9 | 6.56% | 2.1491 | 2.1491 | 32.7608 | 32.7608 | 0.22059 | 0.52941 | 0.52941 | 0.52941 | 0.52941 | 0 | 0
2014-03-01 10:00 | 10 | 4.92% | 1.6118 | 1.6118 | 32.7608 | 32.7608 | 0.40098 | 0.96235 | 0.96235 | 0.96235 | 0.96235 | 0 | 0
2014-03-01 11:00 | 11 | 3.28% | 1.0746 | 1.0746 | 32.7608 | 32.7608 | 0.51225 | 1.2294 | 1.2294 | 1.0746 | 1.0746 | 0.15486 | 0.15486
2014-03-01 12:00 | 12 | 3.28% | 1.0746 | 1.0746 | 32.7608 | 32.7608 | 0.62059 | 1.4894 | 1.4894 | 1.0746 | 1.0746 | 0.41486 | 0.41486
2014-03-01 13:00 | 13 | 3.28% | 1.0746 | 1.0746 | 32.7608 | 32.7608 | 0.53676 | 1.2882 | 1.2882 | 1.0746 | 1.0746 | 0.21368 | 0.21368
2014-03-01 14:00 | 14 | 3.28% | 1.0746 | 1.0746 | 32.7608 | 32.7608 | 0.44608 | 1.0706 | 1.0706 | 1.0706 | 1.0706 | 0 | 0
2014-03-01 15:00 | 15 | 3.28% | 1.0746 | 1.0746 | 32.7608 | 32.7608 | 0.33039 | 0.79294 | 0.79294 | 0.79294 | 0.79294 | 0 | 0
2014-03-01 16:00 | 16 | 3.28% | 1.0746 | 1.0746 | 32.7608 | 32.7608 | 0.21127 | 0.50706 | 0.50706 | 0.50706 | 0.50706 | 0 | 0
2014-03-01 17:00 | 17 | 4.92% | 1.6118 | 1.6118 | 32.7608 | 32.7608 | 0.087255 | 0.20941 | 0.20941 | 0.20941 | 0.20941 | 0 | 0
2014-03-01 18:00 | 18 | 6.56% | 2.1491 | 2.1491 | 32.7608 | 32.7608 | 0.010294 | 0.024706 | 0.024706 | 0.024706 | 0.024706 | 0 | 0
2014-03-01 19:00 | 19 | 9.84% | 3.2237 | 3.2237 | 32.7608 | 32.7608 | 0 | 0 | 0 | 0 | 0 | 0 | 0
2014-03-01 20:00 | 20 | 8.2% | 2.6864 | 2.6864 | 32.7608 | 32.7608 | 0 | 0 | 0 | 0 | 0 | 0 | 0
2014-03-01 21:00 | 21 | 6.56% | 2.1491 | 2.1491 | 32.7608 | 32.7608 | 0 | 0 | 0 | 0 | 0 | 0 | 0
2014-03-01 22:00 | 22 | 4.92% | 1.6118 | 1.6118 | 32.7608 | 32.7608 | 0 | 0 | 0 | 0 | 0 | 0 | 0
2014-03-01 23:00 | 23 | 3.28% | 1.0746 | 1.0746 | 32.7608 | 32.7608 | 0 | 0 | 0 | 0 | 0 | 0 | 0
2014-03-02 | 24 | 1.64% | 0.53728 | 0.53728 | 32.7608 | 32.7608 | 0 | 0 | 0 | 0 | 0 | 0 | 0
2014-03-02 01:00 | 1 | 1.64% | 0.53728 | 0.53728 | 32.7608 | 32.7608 | 0 | 0 | 0 | 0 | 0 | 0 | 0
2014-03-02 02:00 | 2 | 1.64% | 0.53728 | 0.53728 | 32.7608 | 32.7608 | 0 | 0 | 0 | 0 | 0 | 0 | 0
2014-03-02 03:00 | 3 | 1.64% | 0.53728 | 0.53728 | 32.7608 | 32.7608 | 0 | 0 | 0 | 0 | 0 | 0 | 0
2014-03-02 04:00 | 4 | 1.64% | 0.53728 | 0.53728 | 32.7608 | 32.7608 | 0 | 0 | 0 | 0 | 0 | 0 | 0
2014-03-02 05:00 | 5 | 1.64% | 0.53728 | 0.53728 | 32.7608 | 32.7608 | 0 | 0 | 0 | 0 | 0 | 0 | 0
2014-03-02 06:00 | 6 | 3.28% | 1.0746 | 1.0746 | 32.7608 | 32.7608 | 0 | 0 | 0 | 0 | 0 | 0 | 0
2014-03-02 07:00 | 7 | 4.92% | 1.6118 | 1.6118 | 32.7608 | 32.7608 | 0 | 0 | 0 | 0 | 0 | 0 | 0
2014-03-02 08:00 | 8 | 6.56% | 2.1491 | 2.1491 | 32.7608 | 32.7608 | 0.02598 | 0.062353 | 0.062353 | 0.062353 | 0.062353 | 0 | 0
2014-03-02 09:00 | 9 | 6.56% | 2.1491 | 2.1491 | 32.7608 | 32.7608 | 0.21912 | 0.52588 | 0.52588 | 0.52588 | 0.52588 | 0 | 0
2014-03-02 10:00 | 10 | 4.92% | 1.6118 | 1.6118 | 32.7608 | 32.7608 | 0.49706 | 1.1929 | 1.1929 | 1.1929 | 1.1929 | 0 | 0
2014-03-02 11:00 | 11 | 3.28% | 1.0746 | 1.0746 | 32.7608 | 32.7608 | 0.60196 | 1.4447 | 1.4447 | 1.0746 | 1.0746 | 0.37015 | 0.37015
2014-03-02 12:00 | 12 | 3.28% | 1.0746 | 1.0746 | 32.7608 | 32.7608 | 0.60196 | 1.4447 | 1.4447 | 1.0746 | 1.0746 | 0.37015 | 0.37015
2014-03-02 13:00 | 13 | 3.28% | 1.0746 | 1.0746 | 32.7608 | 32.7608 | 0.58382 | 1.4012 | 1.4012 | 1.0746 | 1.0746 | 0.32662 | 0.32662
2014-03-02 14:00 | 14 | 3.28% | 1.0746 | 1.0746 | 32.7608 | 32.7608 | 0.52843 | 1.2682 | 1.2682 | 1.0746 | 1.0746 | 0.19368 | 0.19368
2014-03-02 15:00 | 15 | 3.28% | 1.0746 | 1.0746 | 32.7608 | 32.7608 | 0.45147 | 1.0835 | 1.0835 | 1.0746 | 1.0746 | 0.0089756 | 0.0089756
2014-03-02 16:00 | 16 | 3.28% | 1.0746 | 1.0746 | 32.7608 | 32.7608 | 0.27598 | 0.66235 | 0.66235 | 0.66235 | 0.66235 | 0 | 0
2014-03-02 17:00 | 17 | 4.92% | 1.6118 | 1.6118 | 32.7608 | 32.7608 | 0.091667 | 0.22 | 0.22 | 0.22 | 0.22 | 0 | 0
2014-03-02 18:00 | 18 | 6.56% | 2.1491 | 2.1491 | 32.7608 | 32.7608 | 0.011275 | 0.027059 | 0.027059 | 0.027059 | 0.027059 | 0 | 0
2014-03-02 19:00 | 19 | 9.84% | 3.2237 | 3.2237 | 32.7608 | 32.7608 | 0 | 0 | 0 | 0 | 0 | 0 | 0
2014-03-02 20:00 | 20 | 8.2% | 2.6864 | 2.6864 | 32.7608 | 32.7608 | 0 | 0 | 0 | 0 | 0 | 0 | 0
2014-03-02 21:00 | 21 | 6.56% | 2.1491 | 2.1491 | 32.7608 | 32.7608 | 0 | 0 | 0 | 0 | 0 | 0 | 0
2014-03-02 22:00 | 22 | 4.92% | 1.6118 | 1.6118 | 32.7608 | 32.7608 | 0 | 0 | 0 | 0 | 0 | 0 | 0
2014-03-02 23:00 | 23 | 3.28% | 1.0746 | 1.0746 | 32.7608 | 32.7608 | 0 | 0 | 0 | 0 | 0 | 0 | 0
2014-03-03 | 24 | 1.64% | 0.53728 | 0.53728 | 32.7608 | 32.7608 | 0 | 0 | 0 | 0 | 0 | 0 | 0
2014-03-03 01:00 | 1 | 1.64% | 0.53728 | 0.53728 | 32.7608 | 32.7608 | 0 | 0 | 0 | 0 | 0 | 0 | 0
2014-03-03 02:00 | 2 | 1.64% | 0.53728 | 0.53728 | 32.7608 | 32.7608 | 0 | 0 | 0 | 0 | 0 | 0 | 0
2014-03-03 03:00 | 3 | 1.64% | 0.53728 | 0.53728 | 32.7608 | 32.7608 | 0 | 0 | 0 | 0 | 0 | 0 | 0
2014-03-03 04:00 | 4 | 1.64% | 0.53728 | 0.53728 | 32.7608 | 32.7608 | 0 | 0 | 0 | 0 | 0 | 0 | 0
2014-03-03 05:00 | 5 | 1.64% | 0.53728 | 0.53728 | 32.7608 | 32.7608 | 0 | 0 | 0 | 0 | 0 | 0 | 0
2014-03-03 06:00 | 6 | 3.28% | 1.0746 | 1.0746 | 32.7608 | 32.7608 | 0 | 0 | 0 | 0 | 0 | 0 | 0
2014-03-03 07:00 | 7 | 4.92% | 1.6118 | 1.6118 | 32.7608 | 32.7608 | 0 | 0 | 0 | 0 | 0 | 0 | 0
2014-03-03 08:00 | 8 | 6.56% | 2.1491 | 2.1491 | 32.7608 | 32.7608 | 0.032353 | 0.077647 | 0.077647 | 0.077647 | 0.077647 | 0 | 0
2014-03-03 09:00 | 9 | 6.56% | 2.1491 | 2.1491 | 32.7608 | 32.7608 | 0.052451 | 0.12588 | 0.12588 | 0.12588 | 0.12588 | 0 | 0
2014-03-03 10:00 | 10 | 4.92% | 1.6118 | 1.6118 | 32.7608 | 32.7608 | 0.14363 | 0.34471 | 0.34471 | 0.34471 | 0.34471 | 0 | 0
2014-03-03 11:00 | 11 | 3.28% | 1.0746 | 1.0746 | 32.7608 | 32.7608 | 0.34706 | 0.83294 | 0.83294 | 0.83294 | 0.83294 | 0 | 0
2014-03-03 12:00 | 12 | 3.28% | 1.0746 | 1.0746 | 32.7608 | 32.7608 | 0.47402 | 1.1376 | 1.1376 | 1.0746 | 1.0746 | 0.063093 | 0.063093
2014-03-03 13:00 | 13 | 3.28% | 1.0746 | 1.0746 | 32.7608 | 32.7608 | 0.46078 | 1.1059 | 1.1059 | 1.0746 | 1.0746 | 0.031329 | 0.031329
2014-03-03 14:00 | 14 | 3.28% | 1.0746 | 1.0746 | 32.7608 | 32.7608 | 0.39363 | 0.94471 | 0.94471 | 0.94471 | 0.94471 | 0 | 0
2014-03-03 15:00 | 15 | 3.28% | 1.0746 | 1.0746 | 32.7608 | 32.7608 | 0.25049 | 0.60118 | 0.60118 | 0.60118 | 0.60118 | 0 | 0
2014-03-03 16:00 | 16 | 3.28% | 1.0746 | 1.0746 | 32.7608 | 32.7608 | 0.11422 | 0.27412 | 0.27412 | 0.27412 | 0.27412 | 0 | 0
2014-03-03 17:00 | 17 | 4.92% | 1.6118 | 1.6118 | 32.7608 | 32.7608 | 0.057353 | 0.13765 | 0.13765 | 0.13765 | 0.13765 | 0 | 0
2014-03-03 18:00 | 18 | 6.56% | 2.1491 | 2.1491 | 32.7608 | 32.7608 | 0.0098039 | 0.023529 | 0.023529 | 0.023529 | 0.023529 | 0 | 0
2014-03-03 19:00 | 19 | 9.84% | 3.2237 | 3.2237 | 32.7608 | 32.7608 | 0.0004902 | 0.0011765 | 0.0011765 | 0.0011765 | 0.0011765 | 0 | 0
2014-03-03 20:00 | 20 | 8.2% | 2.6864 | 2.6864 | 32.7608 | 32.7608 | 0 | 0 | 0 | 0 | 0 | 0 | 0
2014-03-03 21:00 | 21 | 6.56% | 2.1491 | 2.1491 | 32.7608 | 32.7608 | 0 | 0 | 0 | 0 | 0 | 0 | 0
2014-03-03 22:00 | 22 | 4.92% | 1.6118 | 1.6118 | 32.7608 | 32.7608 | 0 | 0 | 0 | 0 | 0 | 0 | 0
2014-03-03 23:00 | 23 | 3.28% | 1.0746 | 1.0746 | 32.7608 | 32.7608 | 0 | 0 | 0 | 0 | 0 | 0 | 0
2014-03-04 | 24 | 1.64% | 0.53728 | 0.53728 | 32.7608 | 32.7608 | 0 | 0 | 0 | 0 | 0 | 0 | 0
2014-03-04 01:00 | 1 | 1.64% | 0.53728 | 0.53728 | 32.7608 | 32.7608 | 0 | 0 | 0 | 0 | 0 | 0 | 0
2014-03-04 02:00 | 2 | 1.64% | 0.53728 | 0.53728 | 32.7608 | 32.7608 | 0 | 0 | 0 | 0 | 0 | 0 | 0
2014-03-04 03:00 | 3 | 1.64% | 0.53728 | 0.53728 | 32.7608 | 32.7608 | 0 | 0 | 0 | 0 | 0 | 0 | 0
2014-03-04 04:00 | 4 | 1.64% | 0.53728 | 0.53728 | 32.7608 | 32.7608 | 0 | 0 | 0 | 0 | 0 | 0 | 0
2014-03-04 05:00 | 5 | 1.64% | 0.53728 | 0.53728 | 32.7608 | 32.7608 | 0 | 0 | 0 | 0 | 0 | 0 | 0
2014-03-04 06:00 | 6 | 3.28% | 1.0746 | 1.0746 | 32.7608 | 32.7608 | 0 | 0 | 0 | 0 | 0 | 0 | 0
2014-03-04 07:00 | 7 | 4.92% | 1.6118 | 1.6118 | 32.7608 | 32.7608 | 0 | 0 | 0 | 0 | 0 | 0 | 0
2014-03-04 08:00 | 8 | 6.56% | 2.1491 | 2.1491 | 32.7608 | 32.7608 | 0.038235 | 0.091765 | 0.091765 | 0.091765 | 0.091765 | 0 | 0
2014-03-04 09:00 | 9 | 6.56% | 2.1491 | 2.1491 | 32.7608 | 32.7608 | 0.21127 | 0.50706 | 0.50706 | 0.50706 | 0.50706 | 0 | 0
2014-03-04 10:00 | 10 | 4.92% | 1.6118 | 1.6118 | 32.7608 | 32.7608 | 0.39608 | 0.95059 | 0.95059 | 0.95059 | 0.95059 | 0 | 0
2014-03-04 11:00 | 11 | 3.28% | 1.0746 | 1.0746 | 32.7608 | 32.7608 | 0.43775 | 1.0506 | 1.0506 | 1.0506 | 1.0506 | 0 | 0
2014-03-04 12:00 | 12 | 3.28% | 1.0746 | 1.0746 | 32.7608 | 32.7608 | 0.42451 | 1.0188 | 1.0188 | 1.0188 | 1.0188 | 0 | 0
2014-03-04 13:00 | 13 | 3.28% | 1.0746 | 1.0746 | 32.7608 | 32.7608 | 0.39706 | 0.95294 | 0.95294 | 0.95294 | 0.95294 | 0 | 0
2014-03-04 14:00 | 14 | 3.28% | 1.0746 | 1.0746 | 32.7608 | 32.7608 | 0.35931 | 0.86235 | 0.86235 | 0.86235 | 0.86235 | 0 | 0
2014-03-04 15:00 | 15 | 3.28% | 1.0746 | 1.0746 | 32.7608 | 32.7608 | 0.29069 | 0.69765 | 0.69765 | 0.69765 | 0.69765 | 0 | 0
2014-03-04 16:00 | 16 | 3.28% | 1.0746 | 1.0746 | 32.7608 | 32.7608 | 0.15686 | 0.37647 | 0.37647 | 0.37647 | 0.37647 | 0 | 0
2014-03-04 17:00 | 17 | 4.92% | 1.6118 | 1.6118 | 32.7608 | 32.7608 | 0.061765 | 0.14824 | 0.14824 | 0.14824 | 0.14824 | 0 | 0
2014-03-04 18:00 | 18 | 6.56% | 2.1491 | 2.1491 | 32.7608 | 32.7608 | 0.0093137 | 0.022353 | 0.022353 | 0.022353 | 0.022353 | 0 | 0
2014-03-04 19:00 | 19 | 9.84% | 3.2237 | 3.2237 | 32.7608 | 32.7608 | 0.0004902 | 0.0011765 | 0.0011765 | 0.0011765 | 0.0011765 | 0 | 0
2014-03-04 20:00 | 20 | 8.2% | 2.6864 | 2.6864 | 32.7608 | 32.7608 | 0 | 0 | 0 | 0 | 0 | 0 | 0
2014-03-04 21:00 | 21 | 6.56% | 2.1491 | 2.1491 | 32.7608 | 32.7608 | 0 | 0 | 0 | 0 | 0 | 0 | 0
2014-03-04 22:00 | 22 | 4.92% | 1.6118 | 1.6118 | 32.7608 | 32.7608 | 0 | 0 | 0 | 0 | 0 | 0 | 0
2014-03-04 23:00 | 23 | 3.28% | 1.0746 | 1.0746 | 32.7608 | 32.7608 | 0 | 0 | 0 | 0 | 0 | 0 | 0
2014-03-05 | 24 | 1.64% | 0.53728 | 0.53728 | 32.7608 | 32.7608 | 0 | 0 | 0 | 0 | 0 | 0 | 0
2014-03-05 01:00 | 1 | 1.64% | 0.53728 | 0.53728 | 32.7608 | 32.7608 | 0 | 0 | 0 | 0 | 0 | 0 | 0
2014-03-05 02:00 | 2 | 1.64% | 0.53728 | 0.53728 | 32.7608 | 32.7608 | 0 | 0 | 0 | 0 | 0 | 0 | 0
2014-03-05 03:00 | 3 | 1.64% | 0.53728 | 0.53728 | 32.7608 | 32.7608 | 0 | 0 | 0 | 0 | 0 | 0 | 0
2014-03-05 04:00 | 4 | 1.64% | 0.53728 | 0.53728 | 32.7608 | 32.7608 | 0 | 0 | 0 | 0 | 0 | 0 | 0
2014-03-05 05:00 | 5 | 1.64% | 0.53728 | 0.53728 | 32.7608 | 32.7608 | 0 | 0 | 0 | 0 | 0 | 0 | 0
2014-03-05 06:00 | 6 | 3.28% | 1.0746 | 1.0746 | 32.7608 | 32.7608 | 0 | 0 | 0 | 0 | 0 | 0 | 0
2014-03-05 07:00 | 7 | 4.92% | 1.6118 | 1.6118 | 32.7608 | 32.7608 | 0 | 0 | 0 | 0 | 0 | 0 | 0
2014-03-05 08:00 | 8 | 6.56% | 2.1491 | 2.1491 | 32.7608 | 32.7608 | 0.029902 | 0.071765 | 0.071765 | 0.071765 | 0.071765 | 0 | 0
2014-03-05 09:00 | 9 | 6.56% | 2.1491 | 2.1491 | 32.7608 | 32.7608 | 0.13137 | 0.31529 | 0.31529 | 0.31529 | 0.31529 | 0 | 0
2014-03-05 10:00 | 10 | 4.92% | 1.6118 | 1.6118 | 32.7608 | 32.7608 | 0.29706 | 0.71294 | 0.71294 | 0.71294 | 0.71294 | 0 | 0
2014-03-05 11:00 | 11 | 3.28% | 1.0746 | 1.0746 | 32.7608 | 32.7608 | 0.50735 | 1.2176 | 1.2176 | 1.0746 | 1.0746 | 0.14309 | 0.14309
2014-03-05 12:00 | 12 | 3.28% | 1.0746 | 1.0746 | 32.7608 | 32.7608 | 0.43186 | 1.0365 | 1.0365 | 1.0365 | 1.0365 | 0 | 0
2014-03-05 13:00 | 13 | 3.28% | 1.0746 | 1.0746 | 32.7608 | 32.7608 | 0.50392 | 1.2094 | 1.2094 | 1.0746 | 1.0746 | 0.13486 | 0.13486
2014-03-05 14:00 | 14 | 3.28% | 1.0746 | 1.0746 | 32.7608 | 32.7608 | 0.55686 | 1.3365 | 1.3365 | 1.0746 | 1.0746 | 0.26192 | 0.26192
2014-03-05 15:00 | 15 | 3.28% | 1.0746 | 1.0746 | 32.7608 | 32.7608 | 0.30539 | 0.73294 | 0.73294 | 0.73294 | 0.73294 | 0 | 0
2014-03-05 16:00 | 16 | 3.28% | 1.0746 | 1.0746 | 32.7608 | 32.7608 | 0.20049 | 0.48118 | 0.48118 | 0.48118 | 0.48118 | 0 | 0
2014-03-05 17:00 | 17 | 4.92% | 1.6118 | 1.6118 | 32.7608 | 32.7608 | 0.081863 | 0.19647 | 0.19647 | 0.19647 | 0.19647 | 0 | 0
2014-03-05 18:00 | 18 | 6.56% | 2.1491 | 2.1491 | 32.7608 | 32.7608 | 0.016176 | 0.038824 | 0.038824 | 0.038824 | 0.038824 | 0 | 0
2014-03-05 19:00 | 19 | 9.84% | 3.2237 | 3.2237 | 32.7608 | 32.7608 | 0.0004902 | 0.0011765 | 0.0011765 | 0.0011765 | 0.0011765 | 0 | 0
2014-03-05 20:00 | 20 | 8.2% | 2.6864 | 2.6864 | 32.7608 | 32.7608 | 0 | 0 | 0 | 0 | 0 | 0 | 0
2014-03-05 21:00 | 21 | 6.56% | 2.1491 | 2.1491 | 32.7608 | 32.7608 | 0 | 0 | 0 | 0 | 0 | 0 | 0
2014-03-05 22:00 | 22 | 4.92% | 1.6118 | 1.6118 | 32.7608 | 32.7608 | 0 | 0 | 0 | 0 | 0 | 0 | 0
2014-03-05 23:00 | 23 | 3.28% | 1.0746 | 1.0746 | 32.7608 | 32.7608 | 0 | 0 | 0 | 0 | 0 | 0 | 0
2014-03-06 | 24 | 1.64% | 0.53728 | 0.53728 | 32.7608 | 32.7608 | 0 | 0 | 0 | 0 | 0 | 0 | 0
2014-03-06 01:00 | 1 | 1.64% | 0.53728 | 0.53728 | 32.7608 | 32.7608 | 0 | 0 | 0 | 0 | 0 | 0 | 0
2014-03-06 02:00 | 2 | 1.64% | 0.53728 | 0.53728 | 32.7608 | 32.7608 | 0 | 0 | 0 | 0 | 0 | 0 | 0
2014-03-06 03:00 | 3 | 1.64% | 0.53728 | 0.53728 | 32.7608 | 32.7608 | 0 | 0 | 0 | 0 | 0 | 0 | 0
2014-03-06 04:00 | 4 | 1.64% | 0.53728 | 0.53728 | 32.7608 | 32.7608 | 0 | 0 | 0 | 0 | 0 | 0 | 0
2014-03-06 05:00 | 5 | 1.64% | 0.53728 | 0.53728 | 32.7608 | 32.7608 | 0 | 0 | 0 | 0 | 0 | 0 | 0
2014-03-06 06:00 | 6 | 3.28% | 1.0746 | 1.0746 | 32.7608 | 32.7608 | 0 | 0 | 0 | 0 | 0 | 0 | 0
2014-03-06 07:00 | 7 | 4.92% | 1.6118 | 1.6118 | 32.7608 | 32.7608 | 0 | 0 | 0 | 0 | 0 | 0 | 0
2014-03-06 08:00 | 8 | 6.56% | 2.1491 | 2.1491 | 32.7608 | 32.7608 | 0.027941 | 0.067059 | 0.067059 | 0.067059 | 0.067059 | 0 | 0
2014-03-06 09:00 | 9 | 6.56% | 2.1491 | 2.1491 | 32.7608 | 32.7608 | 0.17255 | 0.41412 | 0.41412 | 0.41412 | 0.41412 | 0 | 0
2014-03-06 10:00 | 10 | 4.92% | 1.6118 | 1.6118 | 32.7608 | 32.7608 | 0.32892 | 0.78941 | 0.78941 | 0.78941 | 0.78941 | 0 | 0
2014-03-06 11:00 | 11 | 3.28% | 1.0746 | 1.0746 | 32.7608 | 32.7608 | 0.36176 | 0.86824 | 0.86824 | 0.86824 | 0.86824 | 0 | 0
2014-03-06 12:00 | 12 | 3.28% | 1.0746 | 1.0746 | 32.7608 | 32.7608 | 0.38137 | 0.91529 | 0.91529 | 0.91529 | 0.91529 | 0 | 0
2014-03-06 13:00 | 13 | 3.28% | 1.0746 | 1.0746 | 32.7608 | 32.7608 | 0.41029 | 0.98471 | 0.98471 | 0.98471 | 0.98471 | 0 | 0
2014-03-06 14:00 | 14 | 3.28% | 1.0746 | 1.0746 | 32.7608 | 32.7608 | 0.44804 | 1.0753 | 1.0753 | 1.0746 | 1.0746 | 0.00074028 | 0.00074028
2014-03-06 15:00 | 15 | 3.28% | 1.0746 | 1.0746 | 32.7608 | 32.7608 | 0.32745 | 0.78588 | 0.78588 | 0.78588 | 0.78588 | 0 | 0
2014-03-06 16:00 | 16 | 3.28% | 1.0746 | 1.0746 | 32.7608 | 32.7608 | 0.1951 | 0.46824 | 0.46824 | 0.46824 | 0.46824 | 0 | 0
2014-03-06 17:00 | 17 | 4.92% | 1.6118 | 1.6118 | 32.7608 | 32.7608 | 0.090196 | 0.21647 | 0.21647 | 0.21647 | 0.21647 | 0 | 0
2014-03-06 18:00 | 18 | 6.56% | 2.1491 | 2.1491 | 32.7608 | 32.7608 | 0.017647 | 0.042353 | 0.042353 | 0.042353 | 0.042353 | 0 | 0
2014-03-06 19:00 | 19 | 9.84% | 3.2237 | 3.2237 | 32.7608 | 32.7608 | 0.0004902 | 0.0011765 | 0.0011765 | 0.0011765 | 0.0011765 | 0 | 0
2014-03-06 20:00 | 20 | 8.2% | 2.6864 | 2.6864 | 32.7608 | 32.7608 | 0 | 0 | 0 | 0 | 0 | 0 | 0
2014-03-06 21:00 | 21 | 6.56% | 2.1491 | 2.1491 | 32.7608 | 32.7608 | 0 | 0 | 0 | 0 | 0 | 0 | 0
2014-03-06 22:00 | 22 | 4.92% | 1.6118 | 1.6118 | 32.7608 | 32.7608 | 0 | 0 | 0 | 0 | 0 | 0 | 0
2014-03-06 23:00 | 23 | 3.28% | 1.0746 | 1.0746 | 32.7608 | 32.7608 | 0 | 0 | 0 | 0 | 0 | 0 | 0
2014-03-07 | 24 | 1.64% | 0.53728 | 0.53728 | 32.7608 | 32.7608 | 0 | 0 | 0 | 0 | 0 | 0 | 0
2014-03-07 01:00 | 1 | 1.64% | 0.53728 | 0.53728 | 32.7608 | 32.7608 | 0 | 0 | 0 | 0 | 0 | 0 | 0
2014-03-07 02:00 | 2 | 1.64% | 0.53728 | 0.53728 | 32.7608 | 32.7608 | 0 | 0 | 0 | 0 | 0 | 0 | 0
2014-03-07 03:00 | 3 | 1.64% | 0.53728 | 0.53728 | 32.7608 | 32.7608 | 0 | 0 | 0 | 0 | 0 | 0 | 0
2014-03-07 04:00 | 4 | 1.64% | 0.53728 | 0.53728 | 32.7608 | 32.7608 | 0 | 0 | 0 | 0 | 0 | 0 | 0
2014-03-07 05:00 | 5 | 1.64% | 0.53728 | 0.53728 | 32.7608 | 32.7608 | 0 | 0 | 0 | 0 | 0 | 0 | 0
2014-03-07 06:00 | 6 | 3.28% | 1.0746 | 1.0746 | 32.7608 | 32.7608 | 0 | 0 | 0 | 0 | 0 | 0 | 0
2014-03-07 07:00 | 7 | 4.92% | 1.6118 | 1.6118 | 32.7608 | 32.7608 | 0.0004902 | 0.0011765 | 0.0011765 | 0.0011765 | 0.0011765 | 0 | 0
2014-03-07 08:00 | 8 | 6.56% | 2.1491 | 2.1491 | 32.7608 | 32.7608 | 0.05 | 0.12 | 0.12 | 0.12 | 0.12 | 0 | 0
2014-03-07 09:00 | 9 | 6.56% | 2.1491 | 2.1491 | 32.7608 | 32.7608 | 0.22157 | 0.53176 | 0.53176 | 0.53176 | 0.53176 | 0 | 0
2014-03-07 10:00 | 10 | 4.92% | 1.6118 | 1.6118 | 32.7608 | 32.7608 | 0.32402 | 0.77765 | 0.77765 | 0.77765 | 0.77765 | 0 | 0
2014-03-07 11:00 | 11 | 3.28% | 1.0746 | 1.0746 | 32.7608 | 32.7608 | 0.50637 | 1.2153 | 1.2153 | 1.0746 | 1.0746 | 0.14074 | 0.14074
2014-03-07 12:00 | 12 | 3.28% | 1.0746 | 1.0746 | 32.7608 | 32.7608 | 0.525 | 1.26 | 1.26 | 1.0746 | 1.0746 | 0.18545 | 0.18545
2014-03-07 13:00 | 13 | 3.28% | 1.0746 | 1.0746 | 32.7608 | 32.7608 | 0.51912 | 1.2459 | 1.2459 | 1.0746 | 1.0746 | 0.17133 | 0.17133
2014-03-07 14:00 | 14 | 3.28% | 1.0746 | 1.0746 | 32.7608 | 32.7608 | 0.48039 | 1.1529 | 1.1529 | 1.0746 | 1.0746 | 0.078387 | 0.078387
2014-03-07 15:00 | 15 | 3.28% | 1.0746 | 1.0746 | 32.7608 | 32.7608 | 0.37598 | 0.90235 | 0.90235 | 0.90235 | 0.90235 | 0 | 0
2014-03-07 16:00 | 16 | 3.28% | 1.0746 | 1.0746 | 32.7608 | 32.7608 | 0.21667 | 0.52 | 0.52 | 0.52 | 0.52 | 0 | 0
2014-03-07 17:00 | 17 | 4.92% | 1.6118 | 1.6118 | 32.7608 | 32.7608 | 0.073529 | 0.17647 | 0.17647 | 0.17647 | 0.17647 | 0 | 0
2014-03-07 18:00 | 18 | 6.56% | 2.1491 | 2.1491 | 32.7608 | 32.7608 | 0.019118 | 0.045882 | 0.045882 | 0.045882 | 0.045882 | 0 | 0
2014-03-07 19:00 | 19 | 9.84% | 3.2237 | 3.2237 | 32.7608 | 32.7608 | 0.0014706 | 0.0035294 | 0.0035294 | 0.0035294 | 0.0035294 | 0 | 0
2014-03-07 20:00 | 20 | 8.2% | 2.6864 | 2.6864 | 32.7608 | 32.7608 | 0 | 0 | 0 | 0 | 0 | 0 | 0
2014-03-07 21:00 | 21 | 6.56% | 2.1491 | 2.1491 | 32.7608 | 32.7608 | 0 | 0 | 0 | 0 | 0 | 0 | 0
2014-03-07 22:00 | 22 | 4.92% | 1.6118 | 1.6118 | 32.7608 | 32.7608 | 0 | 0 | 0 | 0 | 0 | 0 | 0
2014-03-07 23:00 | 23 | 3.28% | 1.0746 | 1.0746 | 32.7608 | 32.7608 | 0 | 0 | 0 | 0 | 0 | 0 | 0
2014-03-08 | 24 | 1.64% | 0.53728 | 0.53728 | 32.7608 | 32.7608 | 0 | 0 | 0 | 0 | 0 | 0 | 0
2014-03-08 01:00 | 1 | 1.64% | 0.53728 | 0.53728 | 32.7608 | 32.7608 | 0 | 0 | 0 | 0 | 0 | 0 | 0
2014-03-08 02:00 | 2 | 1.64% | 0.53728 | 0.53728 | 32.7608 | 32.7608 | 0 | 0 | 0 | 0 | 0 | 0 | 0
2014-03-08 03:00 | 3 | 1.64% | 0.53728 | 0.53728 | 32.7608 | 32.7608 | 0 | 0 | 0 | 0 | 0 | 0 | 0
2014-03-08 04:00 | 4 | 1.64% | 0.53728 | 0.53728 | 32.7608 | 32.7608 | 0 | 0 | 0 | 0 | 0 | 0 | 0
2014-03-08 05:00 | 5 | 1.64% | 0.53728 | 0.53728 | 32.7608 | 32.7608 | 0 | 0 | 0 | 0 | 0 | 0 | 0
2014-03-08 06:00 | 6 | 3.28% | 1.0746 | 1.0746 | 32.7608 | 32.7608 | 0 | 0 | 0 | 0 | 0 | 0 | 0
2014-03-08 07:00 | 7 | 4.92% | 1.6118 | 1.6118 | 32.7608 | 32.7608 | 0 | 0 | 0 | 0 | 0 | 0 | 0
2014-03-08 08:00 | 8 | 6.56% | 2.1491 | 2.1491 | 32.7608 | 32.7608 | 0.012255 | 0.029412 | 0.029412 | 0.029412 | 0.029412 | 0 | 0
2014-03-08 09:00 | 9 | 6.56% | 2.1491 | 2.1491 | 32.7608 | 32.7608 | 0.04902 | 0.11765 | 0.11765 | 0.11765 | 0.11765 | 0 | 0
2014-03-08 10:00 | 10 | 4.92% | 1.6118 | 1.6118 | 32.7608 | 32.7608 | 0.13578 | 0.32588 | 0.32588 | 0.32588 | 0.32588 | 0 | 0
2014-03-08 11:00 | 11 | 3.28% | 1.0746 | 1.0746 | 32.7608 | 32.7608 | 0.21765 | 0.52235 | 0.52235 | 0.52235 | 0.52235 | 0 | 0
2014-03-08 12:00 | 12 | 3.28% | 1.0746 | 1.0746 | 32.7608 | 32.7608 | 0.32696 | 0.78471 | 0.78471 | 0.78471 | 0.78471 | 0 | 0
2014-03-08 13:00 | 13 | 3.28% | 1.0746 | 1.0746 | 32.7608 | 32.7608 | 0.35245 | 0.84588 | 0.84588 | 0.84588 | 0.84588 | 0 | 0
2014-03-08 14:00 | 14 | 3.28% | 1.0746 | 1.0746 | 32.7608 | 32.7608 | 0.32108 | 0.77059 | 0.77059 | 0.77059 | 0.77059 | 0 | 0
2014-03-08 15:00 | 15 | 3.28% | 1.0746 | 1.0746 | 32.7608 | 32.7608 | 0.32108 | 0.77059 | 0.77059 | 0.77059 | 0.77059 | 0 | 0
2014-03-08 16:00 | 16 | 3.28% | 1.0746 | 1.0746 | 32.7608 | 32.7608 | 0.25882 | 0.62118 | 0.62118 | 0.62118 | 0.62118 | 0 | 0
2014-03-08 17:00 | 17 | 4.92% | 1.6118 | 1.6118 | 32.7608 | 32.7608 | 0.1098 | 0.26353 | 0.26353 | 0.26353 | 0.26353 | 0 | 0
2014-03-08 18:00 | 18 | 6.56% | 2.1491 | 2.1491 | 32.7608 | 32.7608 | 0.019118 | 0.045882 | 0.045882 | 0.045882 | 0.045882 | 0 | 0
2014-03-08 19:00 | 19 | 9.84% | 3.2237 | 3.2237 | 32.7608 | 32.7608 | 0.00098039 | 0.0023529 | 0.0023529 | 0.0023529 | 0.0023529 | 0 | 0
2014-03-08 20:00 | 20 | 8.2% | 2.6864 | 2.6864 | 32.7608 | 32.7608 | 0 | 0 | 0 | 0 | 0 | 0 | 0
2014-03-08 21:00 | 21 | 6.56% | 2.1491 | 2.1491 | 32.7608 | 32.7608 | 0 | 0 | 0 | 0 | 0 | 0 | 0
2014-03-08 22:00 | 22 | 4.92% | 1.6118 | 1.6118 | 32.7608 | 32.7608 | 0 | 0 | 0 | 0 | 0 | 0 | 0
2014-03-08 23:00 | 23 | 3.28% | 1.0746 | 1.0746 | 32.7608 | 32.7608 | 0 | 0 | 0 | 0 | 0 | 0 | 0
2014-03-09 | 24 | 1.64% | 0.53728 | 0.53728 | 32.7608 | 32.7608 | 0 | 0 | 0 | 0 | 0 | 0 | 0
2014-03-09 01:00 | 1 | 1.64% | 0.53728 | 0.53728 | 32.7608 | 32.7608 | 0 | 0 | 0 | 0 | 0 | 0 | 0
2014-03-09 02:00 | 2 | 1.64% | 0.53728 | 0.53728 | 32.7608 | 32.7608 | 0 | 0 | 0 | 0 | 0 | 0 | 0
2014-03-09 03:00 | 3 | 1.64% | 0.53728 | 0.53728 | 32.7608 | 32.7608 | 0 | 0 | 0 | 0 | 0 | 0 | 0
2014-03-09 04:00 | 4 | 1.64% | 0.53728 | 0.53728 | 32.7608 | 32.7608 | 0 | 0 | 0 | 0 | 0 | 0 | 0
2014-03-09 05:00 | 5 | 1.64% | 0.53728 | 0.53728 | 32.7608 | 32.7608 | 0 | 0 | 0 | 0 | 0 | 0 | 0
2014-03-09 06:00 | 6 | 3.28% | 1.0746 | 1.0746 | 32.7608 | 32.7608 | 0 | 0 | 0 | 0 | 0 | 0 | 0
2014-03-09 07:00 | 7 | 4.92% | 1.6118 | 1.6118 | 32.7608 | 32.7608 | 0 | 0 | 0 | 0 | 0 | 0 | 0
2014-03-09 08:00 | 8 | 6.56% | 2.1491 | 2.1491 | 32.7608 | 32.7608 | 0.031373 | 0.075294 | 0.075294 | 0.075294 | 0.075294 | 0 | 0
2014-03-09 09:00 | 9 | 6.56% | 2.1491 | 2.1491 | 32.7608 | 32.7608 | 0.11029 | 0.26471 | 0.26471 | 0.26471 | 0.26471 | 0 | 0
2014-03-09 10:00 | 10 | 4.92% | 1.6118 | 1.6118 | 32.7608 | 32.7608 | 0.18725 | 0.44941 | 0.44941 | 0.44941 | 0.44941 | 0 | 0
2014-03-09 11:00 | 11 | 3.28% | 1.0746 | 1.0746 | 32.7608 | 32.7608 | 0.26324 | 0.63176 | 0.63176 | 0.63176 | 0.63176 | 0 | 0
2014-03-09 12:00 | 12 | 3.28% | 1.0746 | 1.0746 | 32.7608 | 32.7608 | 0.31373 | 0.75294 | 0.75294 | 0.75294 | 0.75294 | 0 | 0
2014-03-09 13:00 | 13 | 3.28% | 1.0746 | 1.0746 | 32.7608 | 32.7608 | 0.36127 | 0.86706 | 0.86706 | 0.86706 | 0.86706 | 0 | 0
2014-03-09 14:00 | 14 | 3.28% | 1.0746 | 1.0746 | 32.7608 | 32.7608 | 0.3549 | 0.85176 | 0.85176 | 0.85176 | 0.85176 | 0 | 0
2014-03-09 15:00 | 15 | 3.28% | 1.0746 | 1.0746 | 32.7608 | 32.7608 | 0.29118 | 0.69882 | 0.69882 | 0.69882 | 0.69882 | 0 | 0
2014-03-09 16:00 | 16 | 3.28% | 1.0746 | 1.0746 | 32.7608 | 32.7608 | 0.19853 | 0.47647 | 0.47647 | 0.47647 | 0.47647 | 0 | 0
2014-03-09 17:00 | 17 | 4.92% | 1.6118 | 1.6118 | 32.7608 | 32.7608 | 0.085784 | 0.20588 | 0.20588 | 0.20588 | 0.20588 | 0 | 0
2014-03-09 18:00 | 18 | 6.56% | 2.1491 | 2.1491 | 32.7608 | 32.7608 | 0.013235 | 0.031765 | 0.031765 | 0.031765 | 0.031765 | 0 | 0
2014-03-09 19:00 | 19 | 9.84% | 3.2237 | 3.2237 | 32.7608 | 32.7608 | 0.0014706 | 0.0035294 | 0.0035294 | 0.0035294 | 0.0035294 | 0 | 0
2014-03-09 20:00 | 20 | 8.2% | 2.6864 | 2.6864 | 32.7608 | 32.7608 | 0 | 0 | 0 | 0 | 0 | 0 | 0
2014-03-09 21:00 | 21 | 6.56% | 2.1491 | 2.1491 | 32.7608 | 32.7608 | 0 | 0 | 0 | 0 | 0 | 0 | 0
2014-03-09 22:00 | 22 | 4.92% | 1.6118 | 1.6118 | 32.7608 | 32.7608 | 0 | 0 | 0 | 0 | 0 | 0 | 0
2014-03-09 23:00 | 23 | 3.28% | 1.0746 | 1.0746 | 32.7608 | 32.7608 | 0 | 0 | 0 | 0 | 0 | 0 | 0
2014-03-10 | 24 | 1.64% | 0.53728 | 0.53728 | 32.7608 | 32.7608 | 0 | 0 | 0 | 0 | 0 | 0 | 0
2014-03-10 01:00 | 1 | 1.64% | 0.53728 | 0.53728 | 32.7608 | 32.7608 | 0 | 0 | 0 | 0 | 0 | 0 | 0
2014-03-10 02:00 | 2 | 1.64% | 0.53728 | 0.53728 | 32.7608 | 32.7608 | 0 | 0 | 0 | 0 | 0 | 0 | 0
2014-03-10 03:00 | 3 | 1.64% | 0.53728 | 0.53728 | 32.7608 | 32.7608 | 0 | 0 | 0 | 0 | 0 | 0 | 0
2014-03-10 04:00 | 4 | 1.64% | 0.53728 | 0.53728 | 32.7608 | 32.7608 | 0 | 0 | 0 | 0 | 0 | 0 | 0
2014-03-10 05:00 | 5 | 1.64% | 0.53728 | 0.53728 | 32.7608 | 32.7608 | 0 | 0 | 0 | 0 | 0 | 0 | 0
2014-03-10 06:00 | 6 | 3.28% | 1.0746 | 1.0746 | 32.7608 | 32.7608 | 0 | 0 | 0 | 0 | 0 | 0 | 0
2014-03-10 07:00 | 7 | 4.92% | 1.6118 | 1.6118 | 32.7608 | 32.7608 | 0.0004902 | 0.0011765 | 0.0011765 | 0.0011765 | 0.0011765 | 0 | 0
2014-03-10 08:00 | 8 | 6.56% | 2.1491 | 2.1491 | 32.7608 | 32.7608 | 0.02402 | 0.057647 | 0.057647 | 0.057647 | 0.057647 | 0 | 0
2014-03-10 09:00 | 9 | 6.56% | 2.1491 | 2.1491 | 32.7608 | 32.7608 | 0.16078 | 0.38588 | 0.38588 | 0.38588 | 0.38588 | 0 | 0
2014-03-10 10:00 | 10 | 4.92% | 1.6118 | 1.6118 | 32.7608 | 32.7608 | 0.26618 | 0.63882 | 0.63882 | 0.63882 | 0.63882 | 0 | 0
2014-03-10 11:00 | 11 | 3.28% | 1.0746 | 1.0746 | 32.7608 | 32.7608 | 0.37745 | 0.90588 | 0.90588 | 0.90588 | 0.90588 | 0 | 0
2014-03-10 12:00 | 12 | 3.28% | 1.0746 | 1.0746 | 32.7608 | 32.7608 | 0.47353 | 1.1365 | 1.1365 | 1.0746 | 1.0746 | 0.061917 | 0.061917
2014-03-10 13:00 | 13 | 3.28% | 1.0746 | 1.0746 | 32.7608 | 32.7608 | 0.5299 | 1.2718 | 1.2718 | 1.0746 | 1.0746 | 0.19721 | 0.19721
2014-03-10 14:00 | 14 | 3.28% | 1.0746 | 1.0746 | 32.7608 | 32.7608 | 0.45441 | 1.0906 | 1.0906 | 1.0746 | 1.0746 | 0.016034 | 0.016034
2014-03-10 15:00 | 15 | 3.28% | 1.0746 | 1.0746 | 32.7608 | 32.7608 | 0.42843 | 1.0282 | 1.0282 | 1.0282 | 1.0282 | 0 | 0
2014-03-10 16:00 | 16 | 3.28% | 1.0746 | 1.0746 | 32.7608 | 32.7608 | 0.24902 | 0.59765 | 0.59765 | 0.59765 | 0.59765 | 0 | 0
2014-03-10 17:00 | 17 | 4.92% | 1.6118 | 1.6118 | 32.7608 | 32.7608 | 0.10882 | 0.26118 | 0.26118 | 0.26118 | 0.26118 | 0 | 0
2014-03-10 18:00 | 18 | 6.56% | 2.1491 | 2.1491 | 32.7608 | 32.7608 | 0.023529 | 0.056471 | 0.056471 | 0.056471 | 0.056471 | 0 | 0
2014-03-10 19:00 | 19 | 9.84% | 3.2237 | 3.2237 | 32.7608 | 32.7608 | 0.0014706 | 0.0035294 | 0.0035294 | 0.0035294 | 0.0035294 | 0 | 0
2014-03-10 20:00 | 20 | 8.2% | 2.6864 | 2.6864 | 32.7608 | 32.7608 | 0 | 0 | 0 | 0 | 0 | 0 | 0
2014-03-10 21:00 | 21 | 6.56% | 2.1491 | 2.1491 | 32.7608 | 32.7608 | 0 | 0 | 0 | 0 | 0 | 0 | 0
2014-03-10 22:00 | 22 | 4.92% | 1.6118 | 1.6118 | 32.7608 | 32.7608 | 0 | 0 | 0 | 0 | 0 | 0 | 0
2014-03-10 23:00 | 23 | 3.28% | 1.0746 | 1.0746 | 32.7608 | 32.7608 | 0 | 0 | 0 | 0 | 0 | 0 | 0
2014-03-11 | 24 | 1.64% | 0.53728 | 0.53728 | 32.7608 | 32.7608 | 0 | 0 | 0 | 0 | 0 | 0 | 0
2014-03-11 01:00 | 1 | 1.64% | 0.53728 | 0.53728 | 32.7608 | 32.7608 | 0 | 0 | 0 | 0 | 0 | 0 | 0
2014-03-11 02:00 | 2 | 1.64% | 0.53728 | 0.53728 | 32.7608 | 32.7608 | 0 | 0 | 0 | 0 | 0 | 0 | 0
2014-03-11 03:00 | 3 | 1.64% | 0.53728 | 0.53728 | 32.7608 | 32.7608 | 0 | 0 | 0 | 0 | 0 | 0 | 0
2014-03-11 04:00 | 4 | 1.64% | 0.53728 | 0.53728 | 32.7608 | 32.7608 | 0 | 0 | 0 | 0 | 0 | 0 | 0
2014-03-11 05:00 | 5 | 1.64% | 0.53728 | 0.53728 | 32.7608 | 32.7608 | 0 | 0 | 0 | 0 | 0 | 0 | 0
2014-03-11 06:00 | 6 | 3.28% | 1.0746 | 1.0746 | 32.7608 | 32.7608 | 0 | 0 | 0 | 0 | 0 | 0 | 0
2014-03-11 07:00 | 7 | 4.92% | 1.6118 | 1.6118 | 32.7608 | 32.7608 | 0.0004902 | 0.0011765 | 0.0011765 | 0.0011765 | 0.0011765 | 0 | 0
2014-03-11 08:00 | 8 | 6.56% | 2.1491 | 2.1491 | 32.7608 | 32.7608 | 0.017157 | 0.041176 | 0.041176 | 0.041176 | 0.041176 | 0 | 0
2014-03-11 09:00 | 9 | 6.56% | 2.1491 | 2.1491 | 32.7608 | 32.7608 | 0.097059 | 0.23294 | 0.23294 | 0.23294 | 0.23294 | 0 | 0
2014-03-11 10:00 | 10 | 4.92% | 1.6118 | 1.6118 | 32.7608 | 32.7608 | 0.25931 | 0.62235 | 0.62235 | 0.62235 | 0.62235 | 0 | 0
2014-03-11 11:00 | 11 | 3.28% | 1.0746 | 1.0746 | 32.7608 | 32.7608 | 0.28088 | 0.67412 | 0.67412 | 0.67412 | 0.67412 | 0 | 0
2014-03-11 12:00 | 12 | 3.28% | 1.0746 | 1.0746 | 32.7608 | 32.7608 | 0.36569 | 0.87765 | 0.87765 | 0.87765 | 0.87765 | 0 | 0
2014-03-11 13:00 | 13 | 3.28% | 1.0746 | 1.0746 | 32.7608 | 32.7608 | 0.30637 | 0.73529 | 0.73529 | 0.73529 | 0.73529 | 0 | 0
2014-03-11 14:00 | 14 | 3.28% | 1.0746 | 1.0746 | 32.7608 | 32.7608 | 0.31029 | 0.74471 | 0.74471 | 0.74471 | 0.74471 | 0 | 0
2014-03-11 15:00 | 15 | 3.28% | 1.0746 | 1.0746 | 32.7608 | 32.7608 | 0.27745 | 0.66588 | 0.66588 | 0.66588 | 0.66588 | 0 | 0
2014-03-11 16:00 | 16 | 3.28% | 1.0746 | 1.0746 | 32.7608 | 32.7608 | 0.18235 | 0.43765 | 0.43765 | 0.43765 | 0.43765 | 0 | 0
2014-03-11 17:00 | 17 | 4.92% | 1.6118 | 1.6118 | 32.7608 | 32.7608 | 0.095098 | 0.22824 | 0.22824 | 0.22824 | 0.22824 | 0 | 0
2014-03-11 18:00 | 18 | 6.56% | 2.1491 | 2.1491 | 32.7608 | 32.7608 | 0.023529 | 0.056471 | 0.056471 | 0.056471 | 0.056471 | 0 | 0
2014-03-11 19:00 | 19 | 9.84% | 3.2237 | 3.2237 | 32.7608 | 32.7608 | 0.0014706 | 0.0035294 | 0.0035294 | 0.0035294 | 0.0035294 | 0 | 0
2014-03-11 20:00 | 20 | 8.2% | 2.6864 | 2.6864 | 32.7608 | 32.7608 | 0 | 0 | 0 | 0 | 0 | 0 | 0
2014-03-11 21:00 | 21 | 6.56% | 2.1491 | 2.1491 | 32.7608 | 32.7608 | 0 | 0 | 0 | 0 | 0 | 0 | 0
2014-03-11 22:00 | 22 | 4.92% | 1.6118 | 1.6118 | 32.7608 | 32.7608 | 0 | 0 | 0 | 0 | 0 | 0 | 0
2014-03-11 23:00 | 23 | 3.28% | 1.0746 | 1.0746 | 32.7608 | 32.7608 | 0 | 0 | 0 | 0 | 0 | 0 | 0
2014-03-12 | 24 | 1.64% | 0.53728 | 0.53728 | 32.7608 | 32.7608 | 0 | 0 | 0 | 0 | 0 | 0 | 0
2014-03-12 01:00 | 1 | 1.64% | 0.53728 | 0.53728 | 32.7608 | 32.7608 | 0 | 0 | 0 | 0 | 0 | 0 | 0
2014-03-12 02:00 | 2 | 1.64% | 0.53728 | 0.53728 | 32.7608 | 32.7608 | 0 | 0 | 0 | 0 | 0 | 0 | 0
2014-03-12 03:00 | 3 | 1.64% | 0.53728 | 0.53728 | 32.7608 | 32.7608 | 0 | 0 | 0 | 0 | 0 | 0 | 0
2014-03-12 04:00 | 4 | 1.64% | 0.53728 | 0.53728 | 32.7608 | 32.7608 | 0 | 0 | 0 | 0 | 0 | 0 | 0
2014-03-12 05:00 | 5 | 1.64% | 0.53728 | 0.53728 | 32.7608 | 32.7608 | 0 | 0 | 0 | 0 | 0 | 0 | 0
2014-03-12 06:00 | 6 | 3.28% | 1.0746 | 1.0746 | 32.7608 | 32.7608 | 0 | 0 | 0 | 0 | 0 | 0 | 0
2014-03-12 07:00 | 7 | 4.92% | 1.6118 | 1.6118 | 32.7608 | 32.7608 | 0.00098039 | 0.0023529 | 0.0023529 | 0.0023529 | 0.0023529 | 0 | 0
2014-03-12 08:00 | 8 | 6.56% | 2.1491 | 2.1491 | 32.7608 | 32.7608 | 0.066176 | 0.15882 | 0.15882 | 0.15882 | 0.15882 | 0 | 0
2014-03-12 09:00 | 9 | 6.56% | 2.1491 | 2.1491 | 32.7608 | 32.7608 | 0.24167 | 0.58 | 0.58 | 0.58 | 0.58 | 0 | 0
2014-03-12 10:00 | 10 | 4.92% | 1.6118 | 1.6118 | 32.7608 | 32.7608 | 0.38431 | 0.92235 | 0.92235 | 0.92235 | 0.92235 | 0 | 0
2014-03-12 11:00 | 11 | 3.28% | 1.0746 | 1.0746 | 32.7608 | 32.7608 | 0.48676 | 1.1682 | 1.1682 | 1.0746 | 1.0746 | 0.093681 | 0.093681
2014-03-12 12:00 | 12 | 3.28% | 1.0746 | 1.0746 | 32.7608 | 32.7608 | 0.4152 | 0.99647 | 0.99647 | 0.99647 | 0.99647 | 0 | 0
2014-03-12 13:00 | 13 | 3.28% | 1.0746 | 1.0746 | 32.7608 | 32.7608 | 0.35735 | 0.85765 | 0.85765 | 0.85765 | 0.85765 | 0 | 0
2014-03-12 14:00 | 14 | 3.28% | 1.0746 | 1.0746 | 32.7608 | 32.7608 | 0.31471 | 0.75529 | 0.75529 | 0.75529 | 0.75529 | 0 | 0
2014-03-12 15:00 | 15 | 3.28% | 1.0746 | 1.0746 | 32.7608 | 32.7608 | 0.23186 | 0.55647 | 0.55647 | 0.55647 | 0.55647 | 0 | 0
2014-03-12 16:00 | 16 | 3.28% | 1.0746 | 1.0746 | 32.7608 | 32.7608 | 0.18382 | 0.44118 | 0.44118 | 0.44118 | 0.44118 | 0 | 0
2014-03-12 17:00 | 17 | 4.92% | 1.6118 | 1.6118 | 32.7608 | 32.7608 | 0.071078 | 0.17059 | 0.17059 | 0.17059 | 0.17059 | 0 | 0
2014-03-12 18:00 | 18 | 6.56% | 2.1491 | 2.1491 | 32.7608 | 32.7608 | 0.015686 | 0.037647 | 0.037647 | 0.037647 | 0.037647 | 0 | 0
2014-03-12 19:00 | 19 | 9.84% | 3.2237 | 3.2237 | 32.7608 | 32.7608 | 0.002451 | 0.0058824 | 0.0058824 | 0.0058824 | 0.0058824 | 0 | 0
2014-03-12 20:00 | 20 | 8.2% | 2.6864 | 2.6864 | 32.7608 | 32.7608 | 0 | 0 | 0 | 0 | 0 | 0 | 0
2014-03-12 21:00 | 21 | 6.56% | 2.1491 | 2.1491 | 32.7608 | 32.7608 | 0 | 0 | 0 | 0 | 0 | 0 | 0
2014-03-12 22:00 | 22 | 4.92% | 1.6118 | 1.6118 | 32.7608 | 32.7608 | 0 | 0 | 0 | 0 | 0 | 0 | 0
2014-03-12 23:00 | 23 | 3.28% | 1.0746 | 1.0746 | 32.7608 | 32.7608 | 0 | 0 | 0 | 0 | 0 | 0 | 0
2014-03-13 | 24 | 1.64% | 0.53728 | 0.53728 | 32.7608 | 32.7608 | 0 | 0 | 0 | 0 | 0 | 0 | 0
2014-03-13 01:00 | 1 | 1.64% | 0.53728 | 0.53728 | 32.7608 | 32.7608 | 0 | 0 | 0 | 0 | 0 | 0 | 0
2014-03-13 02:00 | 2 | 1.64% | 0.53728 | 0.53728 | 32.7608 | 32.7608 | 0 | 0 | 0 | 0 | 0 | 0 | 0
2014-03-13 03:00 | 3 | 1.64% | 0.53728 | 0.53728 | 32.7608 | 32.7608 | 0 | 0 | 0 | 0 | 0 | 0 | 0
2014-03-13 04:00 | 4 | 1.64% | 0.53728 | 0.53728 | 32.7608 | 32.7608 | 0 | 0 | 0 | 0 | 0 | 0 | 0
2014-03-13 05:00 | 5 | 1.64% | 0.53728 | 0.53728 | 32.7608 | 32.7608 | 0 | 0 | 0 | 0 | 0 | 0 | 0
2014-03-13 06:00 | 6 | 3.28% | 1.0746 | 1.0746 | 32.7608 | 32.7608 | 0 | 0 | 0 | 0 | 0 | 0 | 0
2014-03-13 07:00 | 7 | 4.92% | 1.6118 | 1.6118 | 32.7608 | 32.7608 | 0.0019608 | 0.0047059 | 0.0047059 | 0.0047059 | 0.0047059 | 0 | 0
2014-03-13 08:00 | 8 | 6.56% | 2.1491 | 2.1491 | 32.7608 | 32.7608 | 0.060294 | 0.14471 | 0.14471 | 0.14471 | 0.14471 | 0 | 0
2014-03-13 09:00 | 9 | 6.56% | 2.1491 | 2.1491 | 32.7608 | 32.7608 | 0.1549 | 0.37176 | 0.37176 | 0.37176 | 0.37176 | 0 | 0
2014-03-13 10:00 | 10 | 4.92% | 1.6118 | 1.6118 | 32.7608 | 32.7608 | 0.31275 | 0.75059 | 0.75059 | 0.75059 | 0.75059 | 0 | 0
2014-03-13 11:00 | 11 | 3.28% | 1.0746 | 1.0746 | 32.7608 | 32.7608 | 0.36078 | 0.86588 | 0.86588 | 0.86588 | 0.86588 | 0 | 0
2014-03-13 12:00 | 12 | 3.28% | 1.0746 | 1.0746 | 32.7608 | 32.7608 | 0.46127 | 1.1071 | 1.1071 | 1.0746 | 1.0746 | 0.032505 | 0.032505
2014-03-13 13:00 | 13 | 3.28% | 1.0746 | 1.0746 | 32.7608 | 32.7608 | 0.45392 | 1.0894 | 1.0894 | 1.0746 | 1.0746 | 0.014858 | 0.014858
2014-03-13 14:00 | 14 | 3.28% | 1.0746 | 1.0746 | 32.7608 | 32.7608 | 0.45539 | 1.0929 | 1.0929 | 1.0746 | 1.0746 | 0.018387 | 0.018387
2014-03-13 15:00 | 15 | 3.28% | 1.0746 | 1.0746 | 32.7608 | 32.7608 | 0.34363 | 0.82471 | 0.82471 | 0.82471 | 0.82471 | 0 | 0
2014-03-13 16:00 | 16 | 3.28% | 1.0746 | 1.0746 | 32.7608 | 32.7608 | 0.20833 | 0.5 | 0.5 | 0.5 | 0.5 | 0 | 0
2014-03-13 17:00 | 17 | 4.92% | 1.6118 | 1.6118 | 32.7608 | 32.7608 | 0.085784 | 0.20588 | 0.20588 | 0.20588 | 0.20588 | 0 | 0
2014-03-13 18:00 | 18 | 6.56% | 2.1491 | 2.1491 | 32.7608 | 32.7608 | 0.017157 | 0.041176 | 0.041176 | 0.041176 | 0.041176 | 0 | 0
2014-03-13 19:00 | 19 | 9.84% | 3.2237 | 3.2237 | 32.7608 | 32.7608 | 0.0014706 | 0.0035294 | 0.0035294 | 0.0035294 | 0.0035294 | 0 | 0
2014-03-13 20:00 | 20 | 8.2% | 2.6864 | 2.6864 | 32.7608 | 32.7608 | 0 | 0 | 0 | 0 | 0 | 0 | 0
2014-03-13 21:00 | 21 | 6.56% | 2.1491 | 2.1491 | 32.7608 | 32.7608 | 0 | 0 | 0 | 0 | 0 | 0 | 0
2014-03-13 22:00 | 22 | 4.92% | 1.6118 | 1.6118 | 32.7608 | 32.7608 | 0 | 0 | 0 | 0 | 0 | 0 | 0
2014-03-13 23:00 | 23 | 3.28% | 1.0746 | 1.0746 | 32.7608 | 32.7608 | 0 | 0 | 0 | 0 | 0 | 0 | 0
2014-03-14 | 24 | 1.64% | 0.53728 | 0.53728 | 32.7608 | 32.7608 | 0 | 0 | 0 | 0 | 0 | 0 | 0
2014-03-14 01:00 | 1 | 1.64% | 0.53728 | 0.53728 | 32.7608 | 32.7608 | 0 | 0 | 0 | 0 | 0 | 0 | 0
2014-03-14 02:00 | 2 | 1.64% | 0.53728 | 0.53728 | 32.7608 | 32.7608 | 0 | 0 | 0 | 0 | 0 | 0 | 0
2014-03-14 03:00 | 3 | 1.64% | 0.53728 | 0.53728 | 32.7608 | 32.7608 | 0 | 0 | 0 | 0 | 0 | 0 | 0
2014-03-14 04:00 | 4 | 1.64% | 0.53728 | 0.53728 | 32.7608 | 32.7608 | 0 | 0 | 0 | 0 | 0 | 0 | 0
2014-03-14 05:00 | 5 | 1.64% | 0.53728 | 0.53728 | 32.7608 | 32.7608 | 0 | 0 | 0 | 0 | 0 | 0 | 0
2014-03-14 06:00 | 6 | 3.28% | 1.0746 | 1.0746 | 32.7608 | 32.7608 | 0 | 0 | 0 | 0 | 0 | 0 | 0
2014-03-14 07:00 | 7 | 4.92% | 1.6118 | 1.6118 | 32.7608 | 32.7608 | 0.0014706 | 0.0035294 | 0.0035294 | 0.0035294 | 0.0035294 | 0 | 0
2014-03-14 08:00 | 8 | 6.56% | 2.1491 | 2.1491 | 32.7608 | 32.7608 | 0.084314 | 0.20235 | 0.20235 | 0.20235 | 0.20235 | 0 | 0
2014-03-14 09:00 | 9 | 6.56% | 2.1491 | 2.1491 | 32.7608 | 32.7608 | 0.225 | 0.54 | 0.54 | 0.54 | 0.54 | 0 | 0
2014-03-14 10:00 | 10 | 4.92% | 1.6118 | 1.6118 | 32.7608 | 32.7608 | 0.27206 | 0.65294 | 0.65294 | 0.65294 | 0.65294 | 0 | 0
2014-03-14 11:00 | 11 | 3.28% | 1.0746 | 1.0746 | 32.7608 | 32.7608 | 0.30098 | 0.72235 | 0.72235 | 0.72235 | 0.72235 | 0 | 0
2014-03-14 12:00 | 12 | 3.28% | 1.0746 | 1.0746 | 32.7608 | 32.7608 | 0.38922 | 0.93412 | 0.93412 | 0.93412 | 0.93412 | 0 | 0
2014-03-14 13:00 | 13 | 3.28% | 1.0746 | 1.0746 | 32.7608 | 32.7608 | 0.44706 | 1.0729 | 1.0729 | 1.0729 | 1.0729 | 0 | 0
2014-03-14 14:00 | 14 | 3.28% | 1.0746 | 1.0746 | 32.7608 | 32.7608 | 0.38235 | 0.91765 | 0.91765 | 0.91765 | 0.91765 | 0 | 0
2014-03-14 15:00 | 15 | 3.28% | 1.0746 | 1.0746 | 32.7608 | 32.7608 | 0.36471 | 0.87529 | 0.87529 | 0.87529 | 0.87529 | 0 | 0
2014-03-14 16:00 | 16 | 3.28% | 1.0746 | 1.0746 | 32.7608 | 32.7608 | 0.22843 | 0.54824 | 0.54824 | 0.54824 | 0.54824 | 0 | 0
2014-03-14 17:00 | 17 | 4.92% | 1.6118 | 1.6118 | 32.7608 | 32.7608 | 0.090196 | 0.21647 | 0.21647 | 0.21647 | 0.21647 | 0 | 0
2014-03-14 18:00 | 18 | 6.56% | 2.1491 | 2.1491 | 32.7608 | 32.7608 | 0.016667 | 0.04 | 0.04 | 0.04 | 0.04 | 0 | 0
2014-03-14 19:00 | 19 | 9.84% | 3.2237 | 3.2237 | 32.7608 | 32.7608 | 0.0019608 | 0.0047059 | 0.0047059 | 0.0047059 | 0.0047059 | 0 | 0
2014-03-14 20:00 | 20 | 8.2% | 2.6864 | 2.6864 | 32.7608 | 32.7608 | 0 | 0 | 0 | 0 | 0 | 0 | 0
2014-03-14 21:00 | 21 | 6.56% | 2.1491 | 2.1491 | 32.7608 | 32.7608 | 0 | 0 | 0 | 0 | 0 | 0 | 0
2014-03-14 22:00 | 22 | 4.92% | 1.6118 | 1.6118 | 32.7608 | 32.7608 | 0 | 0 | 0 | 0 | 0 | 0 | 0
2014-03-14 23:00 | 23 | 3.28% | 1.0746 | 1.0746 | 32.7608 | 32.7608 | 0 | 0 | 0 | 0 | 0 | 0 | 0
2014-03-15 | 24 | 1.64% | 0.53728 | 0.53728 | 32.7608 | 32.7608 | 0 | 0 | 0 | 0 | 0 | 0 | 0
2014-03-15 01:00 | 1 | 1.64% | 0.53728 | 0.53728 | 32.7608 | 32.7608 | 0 | 0 | 0 | 0 | 0 | 0 | 0
2014-03-15 02:00 | 2 | 1.64% | 0.53728 | 0.53728 | 32.7608 | 32.7608 | 0 | 0 | 0 | 0 | 0 | 0 | 0
2014-03-15 03:00 | 3 | 1.64% | 0.53728 | 0.53728 | 32.7608 | 32.7608 | 0 | 0 | 0 | 0 | 0 | 0 | 0
2014-03-15 04:00 | 4 | 1.64% | 0.53728 | 0.53728 | 32.7608 | 32.7608 | 0 | 0 | 0 | 0 | 0 | 0 | 0
2014-03-15 05:00 | 5 | 1.64% | 0.53728 | 0.53728 | 32.7608 | 32.7608 | 0 | 0 | 0 | 0 | 0 | 0 | 0
2014-03-15 06:00 | 6 | 3.28% | 1.0746 | 1.0746 | 32.7608 | 32.7608 | 0 | 0 | 0 | 0 | 0 | 0 | 0
2014-03-15 07:00 | 7 | 4.92% | 1.6118 | 1.6118 | 32.7608 | 32.7608 | 0.0029412 | 0.0070588 | 0.0070588 | 0.0070588 | 0.0070588 | 0 | 0
2014-03-15 08:00 | 8 | 6.56% | 2.1491 | 2.1491 | 32.7608 | 32.7608 | 0.085294 | 0.20471 | 0.20471 | 0.20471 | 0.20471 | 0 | 0
2014-03-15 09:00 | 9 | 6.56% | 2.1491 | 2.1491 | 32.7608 | 32.7608 | 0.19118 | 0.45882 | 0.45882 | 0.45882 | 0.45882 | 0 | 0
2014-03-15 10:00 | 10 | 4.92% | 1.6118 | 1.6118 | 32.7608 | 32.7608 | 0.28088 | 0.67412 | 0.67412 | 0.67412 | 0.67412 | 0 | 0
2014-03-15 11:00 | 11 | 3.28% | 1.0746 | 1.0746 | 32.7608 | 32.7608 | 0.30735 | 0.73765 | 0.73765 | 0.73765 | 0.73765 | 0 | 0
2014-03-15 12:00 | 12 | 3.28% | 1.0746 | 1.0746 | 32.7608 | 32.7608 | 0.35098 | 0.84235 | 0.84235 | 0.84235 | 0.84235 | 0 | 0
2014-03-15 13:00 | 13 | 3.28% | 1.0746 | 1.0746 | 32.7608 | 32.7608 | 0.36373 | 0.87294 | 0.87294 | 0.87294 | 0.87294 | 0 | 0
2014-03-15 14:00 | 14 | 3.28% | 1.0746 | 1.0746 | 32.7608 | 32.7608 | 0.38039 | 0.91294 | 0.91294 | 0.91294 | 0.91294 | 0 | 0
2014-03-15 15:00 | 15 | 3.28% | 1.0746 | 1.0746 | 32.7608 | 32.7608 | 0.32696 | 0.78471 | 0.78471 | 0.78471 | 0.78471 | 0 | 0
2014-03-15 16:00 | 16 | 3.28% | 1.0746 | 1.0746 | 32.7608 | 32.7608 | 0.18873 | 0.45294 | 0.45294 | 0.45294 | 0.45294 | 0 | 0
2014-03-15 17:00 | 17 | 4.92% | 1.6118 | 1.6118 | 32.7608 | 32.7608 | 0.059314 | 0.14235 | 0.14235 | 0.14235 | 0.14235 | 0 | 0
2014-03-15 18:00 | 18 | 6.56% | 2.1491 | 2.1491 | 32.7608 | 32.7608 | 0.014216 | 0.034118 | 0.034118 | 0.034118 | 0.034118 | 0 | 0
2014-03-15 19:00 | 19 | 9.84% | 3.2237 | 3.2237 | 32.7608 | 32.7608 | 0.00098039 | 0.0023529 | 0.0023529 | 0.0023529 | 0.0023529 | 0 | 0
2014-03-15 20:00 | 20 | 8.2% | 2.6864 | 2.6864 | 32.7608 | 32.7608 | 0 | 0 | 0 | 0 | 0 | 0 | 0
2014-03-15 21:00 | 21 | 6.56% | 2.1491 | 2.1491 | 32.7608 | 32.7608 | 0 | 0 | 0 | 0 | 0 | 0 | 0
2014-03-15 22:00 | 22 | 4.92% | 1.6118 | 1.6118 | 32.7608 | 32.7608 | 0 | 0 | 0 | 0 | 0 | 0 | 0
2014-03-15 23:00 | 23 | 3.28% | 1.0746 | 1.0746 | 32.7608 | 32.7608 | 0 | 0 | 0 | 0 | 0 | 0 | 0
2014-03-16 | 24 | 1.64% | 0.53728 | 0.53728 | 32.7608 | 32.7608 | 0 | 0 | 0 | 0 | 0 | 0 | 0
2014-03-16 01:00 | 1 | 1.64% | 0.53728 | 0.53728 | 32.7608 | 32.7608 | 0 | 0 | 0 | 0 | 0 | 0 | 0
2014-03-16 02:00 | 2 | 1.64% | 0.53728 | 0.53728 | 32.7608 | 32.7608 | 0 | 0 | 0 | 0 | 0 | 0 | 0
2014-03-16 03:00 | 3 | 1.64% | 0.53728 | 0.53728 | 32.7608 | 32.7608 | 0 | 0 | 0 | 0 | 0 | 0 | 0
2014-03-16 04:00 | 4 | 1.64% | 0.53728 | 0.53728 | 32.7608 | 32.7608 | 0 | 0 | 0 | 0 | 0 | 0 | 0
2014-03-16 05:00 | 5 | 1.64% | 0.53728 | 0.53728 | 32.7608 | 32.7608 | 0 | 0 | 0 | 0 | 0 | 0 | 0
2014-03-16 06:00 | 6 | 3.28% | 1.0746 | 1.0746 | 32.7608 | 32.7608 | 0 | 0 | 0 | 0 | 0 | 0 | 0
2014-03-16 07:00 | 7 | 4.92% | 1.6118 | 1.6118 | 32.7608 | 32.7608 | 0.0039216 | 0.0094118 | 0.0094118 | 0.0094118 | 0.0094118 | 0 | 0
2014-03-16 08:00 | 8 | 6.56% | 2.1491 | 2.1491 | 32.7608 | 32.7608 | 0.076961 | 0.18471 | 0.18471 | 0.18471 | 0.18471 | 0 | 0
2014-03-16 09:00 | 9 | 6.56% | 2.1491 | 2.1491 | 32.7608 | 32.7608 | 0.20735 | 0.49765 | 0.49765 | 0.49765 | 0.49765 | 0 | 0
2014-03-16 10:00 | 10 | 4.92% | 1.6118 | 1.6118 | 32.7608 | 32.7608 | 0.40637 | 0.97529 | 0.97529 | 0.97529 | 0.97529 | 0 | 0
2014-03-16 11:00 | 11 | 3.28% | 1.0746 | 1.0746 | 32.7608 | 32.7608 | 0.41324 | 0.99176 | 0.99176 | 0.99176 | 0.99176 | 0 | 0
2014-03-16 12:00 | 12 | 3.28% | 1.0746 | 1.0746 | 32.7608 | 32.7608 | 0.66029 | 1.5847 | 1.5847 | 1.0746 | 1.0746 | 0.51015 | 0.51015
2014-03-16 13:00 | 13 | 3.28% | 1.0746 | 1.0746 | 32.7608 | 32.7608 | 0.54804 | 1.3153 | 1.3153 | 1.0746 | 1.0746 | 0.24074 | 0.24074
2014-03-16 14:00 | 14 | 3.28% | 1.0746 | 1.0746 | 32.7608 | 32.7608 | 0.55 | 1.32 | 1.32 | 1.0746 | 1.0746 | 0.24545 | 0.24545
2014-03-16 15:00 | 15 | 3.28% | 1.0746 | 1.0746 | 32.7608 | 32.7608 | 0.36961 | 0.88706 | 0.88706 | 0.88706 | 0.88706 | 0 | 0
2014-03-16 16:00 | 16 | 3.28% | 1.0746 | 1.0746 | 32.7608 | 32.7608 | 0.19657 | 0.47176 | 0.47176 | 0.47176 | 0.47176 | 0 | 0
2014-03-16 17:00 | 17 | 4.92% | 1.6118 | 1.6118 | 32.7608 | 32.7608 | 0.10147 | 0.24353 | 0.24353 | 0.24353 | 0.24353 | 0 | 0
2014-03-16 18:00 | 18 | 6.56% | 2.1491 | 2.1491 | 32.7608 | 32.7608 | 0.019608 | 0.047059 | 0.047059 | 0.047059 | 0.047059 | 0 | 0
2014-03-16 19:00 | 19 | 9.84% | 3.2237 | 3.2237 | 32.7608 | 32.7608 | 0.00098039 | 0.0023529 | 0.0023529 | 0.0023529 | 0.0023529 | 0 | 0
2014-03-16 20:00 | 20 | 8.2% | 2.6864 | 2.6864 | 32.7608 | 32.7608 | 0 | 0 | 0 | 0 | 0 | 0 | 0
2014-03-16 21:00 | 21 | 6.56% | 2.1491 | 2.1491 | 32.7608 | 32.7608 | 0 | 0 | 0 | 0 | 0 | 0 | 0
2014-03-16 22:00 | 22 | 4.92% | 1.6118 | 1.6118 | 32.7608 | 32.7608 | 0 | 0 | 0 | 0 | 0 | 0 | 0
2014-03-16 23:00 | 23 | 3.28% | 1.0746 | 1.0746 | 32.7608 | 32.7608 | 0 | 0 | 0 | 0 | 0 | 0 | 0
2014-03-17 | 24 | 1.64% | 0.53728 | 0.53728 | 32.7608 | 32.7608 | 0 | 0 | 0 | 0 | 0 | 0 | 0
2014-03-17 01:00 | 1 | 1.64% | 0.53728 | 0.53728 | 32.7608 | 32.7608 | 0 | 0 | 0 | 0 | 0 | 0 | 0
2014-03-17 02:00 | 2 | 1.64% | 0.53728 | 0.53728 | 32.7608 | 32.7608 | 0 | 0 | 0 | 0 | 0 | 0 | 0
2014-03-17 03:00 | 3 | 1.64% | 0.53728 | 0.53728 | 32.7608 | 32.7608 | 0 | 0 | 0 | 0 | 0 | 0 | 0
2014-03-17 04:00 | 4 | 1.64% | 0.53728 | 0.53728 | 32.7608 | 32.7608 | 0 | 0 | 0 | 0 | 0 | 0 | 0
2014-03-17 05:00 | 5 | 1.64% | 0.53728 | 0.53728 | 32.7608 | 32.7608 | 0 | 0 | 0 | 0 | 0 | 0 | 0
2014-03-17 06:00 | 6 | 3.28% | 1.0746 | 1.0746 | 32.7608 | 32.7608 | 0 | 0 | 0 | 0 | 0 | 0 | 0
2014-03-17 07:00 | 7 | 4.92% | 1.6118 | 1.6118 | 32.7608 | 32.7608 | 0.0073529 | 0.017647 | 0.017647 | 0.017647 | 0.017647 | 0 | 0
2014-03-17 08:00 | 8 | 6.56% | 2.1491 | 2.1491 | 32.7608 | 32.7608 | 0.16275 | 0.39059 | 0.39059 | 0.39059 | 0.39059 | 0 | 0
2014-03-17 09:00 | 9 | 6.56% | 2.1491 | 2.1491 | 32.7608 | 32.7608 | 0.36422 | 0.87412 | 0.87412 | 0.87412 | 0.87412 | 0 | 0
2014-03-17 10:00 | 10 | 4.92% | 1.6118 | 1.6118 | 32.7608 | 32.7608 | 0.53382 | 1.2812 | 1.2812 | 1.2812 | 1.2812 | 0 | 0
2014-03-17 11:00 | 11 | 3.28% | 1.0746 | 1.0746 | 32.7608 | 32.7608 | 0.67451 | 1.6188 | 1.6188 | 1.0746 | 1.0746 | 0.54427 | 0.54427
2014-03-17 12:00 | 12 | 3.28% | 1.0746 | 1.0746 | 32.7608 | 32.7608 | 0.72892 | 1.7494 | 1.7494 | 1.0746 | 1.0746 | 0.67486 | 0.67486
2014-03-17 13:00 | 13 | 3.28% | 1.0746 | 1.0746 | 32.7608 | 32.7608 | 0.70441 | 1.6906 | 1.6906 | 1.0746 | 1.0746 | 0.61603 | 0.61603
2014-03-17 14:00 | 14 | 3.28% | 1.0746 | 1.0746 | 32.7608 | 32.7608 | 0.63431 | 1.5224 | 1.5224 | 1.0746 | 1.0746 | 0.4478 | 0.4478
2014-03-17 15:00 | 15 | 3.28% | 1.0746 | 1.0746 | 32.7608 | 32.7608 | 0.52892 | 1.2694 | 1.2694 | 1.0746 | 1.0746 | 0.19486 | 0.19486
2014-03-17 16:00 | 16 | 3.28% | 1.0746 | 1.0746 | 32.7608 | 32.7608 | 0.31569 | 0.75765 | 0.75765 | 0.75765 | 0.75765 | 0 | 0
2014-03-17 17:00 | 17 | 4.92% | 1.6118 | 1.6118 | 32.7608 | 32.7608 | 0.11569 | 0.27765 | 0.27765 | 0.27765 | 0.27765 | 0 | 0
2014-03-17 18:00 | 18 | 6.56% | 2.1491 | 2.1491 | 32.7608 | 32.7608 | 0.030882 | 0.074118 | 0.074118 | 0.074118 | 0.074118 | 0 | 0
2014-03-17 19:00 | 19 | 9.84% | 3.2237 | 3.2237 | 32.7608 | 32.7608 | 0.002451 | 0.0058824 | 0.0058824 | 0.0058824 | 0.0058824 | 0 | 0
2014-03-17 20:00 | 20 | 8.2% | 2.6864 | 2.6864 | 32.7608 | 32.7608 | 0 | 0 | 0 | 0 | 0 | 0 | 0
2014-03-17 21:00 | 21 | 6.56% | 2.1491 | 2.1491 | 32.7608 | 32.7608 | 0 | 0 | 0 | 0 | 0 | 0 | 0
2014-03-17 22:00 | 22 | 4.92% | 1.6118 | 1.6118 | 32.7608 | 32.7608 | 0 | 0 | 0 | 0 | 0 | 0 | 0
2014-03-17 23:00 | 23 | 3.28% | 1.0746 | 1.0746 | 32.7608 | 32.7608 | 0 | 0 | 0 | 0 | 0 | 0 | 0
2014-03-18 | 24 | 1.64% | 0.53728 | 0.53728 | 32.7608 | 32.7608 | 0 | 0 | 0 | 0 | 0 | 0 | 0
2014-03-18 01:00 | 1 | 1.64% | 0.53728 | 0.53728 | 32.7608 | 32.7608 | 0 | 0 | 0 | 0 | 0 | 0 | 0
2014-03-18 02:00 | 2 | 1.64% | 0.53728 | 0.53728 | 32.7608 | 32.7608 | 0 | 0 | 0 | 0 | 0 | 0 | 0
2014-03-18 03:00 | 3 | 1.64% | 0.53728 | 0.53728 | 32.7608 | 32.7608 | 0 | 0 | 0 | 0 | 0 | 0 | 0
2014-03-18 04:00 | 4 | 1.64% | 0.53728 | 0.53728 | 32.7608 | 32.7608 | 0 | 0 | 0 | 0 | 0 | 0 | 0
2014-03-18 05:00 | 5 | 1.64% | 0.53728 | 0.53728 | 32.7608 | 32.7608 | 0 | 0 | 0 | 0 | 0 | 0 | 0
2014-03-18 06:00 | 6 | 3.28% | 1.0746 | 1.0746 | 32.7608 | 32.7608 | 0 | 0 | 0 | 0 | 0 | 0 | 0
2014-03-18 07:00 | 7 | 4.92% | 1.6118 | 1.6118 | 32.7608 | 32.7608 | 0.0083333 | 0.02 | 0.02 | 0.02 | 0.02 | 0 | 0
2014-03-18 08:00 | 8 | 6.56% | 2.1491 | 2.1491 | 32.7608 | 32.7608 | 0.13775 | 0.33059 | 0.33059 | 0.33059 | 0.33059 | 0 | 0
2014-03-18 09:00 | 9 | 6.56% | 2.1491 | 2.1491 | 32.7608 | 32.7608 | 0.31618 | 0.75882 | 0.75882 | 0.75882 | 0.75882 | 0 | 0
2014-03-18 10:00 | 10 | 4.92% | 1.6118 | 1.6118 | 32.7608 | 32.7608 | 0.56814 | 1.3635 | 1.3635 | 1.3635 | 1.3635 | 0 | 0
2014-03-18 11:00 | 11 | 3.28% | 1.0746 | 1.0746 | 32.7608 | 32.7608 | 0.69167 | 1.66 | 1.66 | 1.0746 | 1.0746 | 0.58545 | 0.58545
2014-03-18 12:00 | 12 | 3.28% | 1.0746 | 1.0746 | 32.7608 | 32.7608 | 0.63775 | 1.5306 | 1.5306 | 1.0746 | 1.0746 | 0.45603 | 0.45603
2014-03-18 13:00 | 13 | 3.28% | 1.0746 | 1.0746 | 32.7608 | 32.7608 | 0.65294 | 1.5671 | 1.5671 | 1.0746 | 1.0746 | 0.4925 | 0.4925
2014-03-18 14:00 | 14 | 3.28% | 1.0746 | 1.0746 | 32.7608 | 32.7608 | 0.51667 | 1.24 | 1.24 | 1.0746 | 1.0746 | 0.16545 | 0.16545
2014-03-18 15:00 | 15 | 3.28% | 1.0746 | 1.0746 | 32.7608 | 32.7608 | 0.47941 | 1.1506 | 1.1506 | 1.0746 | 1.0746 | 0.076034 | 0.076034
2014-03-18 16:00 | 16 | 3.28% | 1.0746 | 1.0746 | 32.7608 | 32.7608 | 0.33922 | 0.81412 | 0.81412 | 0.81412 | 0.81412 | 0 | 0
2014-03-18 17:00 | 17 | 4.92% | 1.6118 | 1.6118 | 32.7608 | 32.7608 | 0.16765 | 0.40235 | 0.40235 | 0.40235 | 0.40235 | 0 | 0
2014-03-18 18:00 | 18 | 6.56% | 2.1491 | 2.1491 | 32.7608 | 32.7608 | 0.039216 | 0.094118 | 0.094118 | 0.094118 | 0.094118 | 0 | 0
2014-03-18 19:00 | 19 | 9.84% | 3.2237 | 3.2237 | 32.7608 | 32.7608 | 0.0029412 | 0.0070588 | 0.0070588 | 0.0070588 | 0.0070588 | 0 | 0
2014-03-18 20:00 | 20 | 8.2% | 2.6864 | 2.6864 | 32.7608 | 32.7608 | 0 | 0 | 0 | 0 | 0 | 0 | 0
2014-03-18 21:00 | 21 | 6.56% | 2.1491 | 2.1491 | 32.7608 | 32.7608 | 0 | 0 | 0 | 0 | 0 | 0 | 0
2014-03-18 22:00 | 22 | 4.92% | 1.6118 | 1.6118 | 32.7608 | 32.7608 | 0 | 0 | 0 | 0 | 0 | 0 | 0
2014-03-18 23:00 | 23 | 3.28% | 1.0746 | 1.0746 | 32.7608 | 32.7608 | 0 | 0 | 0 | 0 | 0 | 0 | 0
2014-03-19 | 24 | 1.64% | 0.53728 | 0.53728 | 32.7608 | 32.7608 | 0 | 0 | 0 | 0 | 0 | 0 | 0
2014-03-19 01:00 | 1 | 1.64% | 0.53728 | 0.53728 | 32.7608 | 32.7608 | 0 | 0 | 0 | 0 | 0 | 0 | 0
2014-03-19 02:00 | 2 | 1.64% | 0.53728 | 0.53728 | 32.7608 | 32.7608 | 0 | 0 | 0 | 0 | 0 | 0 | 0
2014-03-19 03:00 | 3 | 1.64% | 0.53728 | 0.53728 | 32.7608 | 32.7608 | 0 | 0 | 0 | 0 | 0 | 0 | 0
2014-03-19 04:00 | 4 | 1.64% | 0.53728 | 0.53728 | 32.7608 | 32.7608 | 0 | 0 | 0 | 0 | 0 | 0 | 0
2014-03-19 05:00 | 5 | 1.64% | 0.53728 | 0.53728 | 32.7608 | 32.7608 | 0 | 0 | 0 | 0 | 0 | 0 | 0
2014-03-19 06:00 | 6 | 3.28% | 1.0746 | 1.0746 | 32.7608 | 32.7608 | 0 | 0 | 0 | 0 | 0 | 0 | 0
2014-03-19 07:00 | 7 | 4.92% | 1.6118 | 1.6118 | 32.7608 | 32.7608 | 0.011765 | 0.028235 | 0.028235 | 0.028235 | 0.028235 | 0 | 0
2014-03-19 08:00 | 8 | 6.56% | 2.1491 | 2.1491 | 32.7608 | 32.7608 | 0.13529 | 0.32471 | 0.32471 | 0.32471 | 0.32471 | 0 | 0
2014-03-19 09:00 | 9 | 6.56% | 2.1491 | 2.1491 | 32.7608 | 32.7608 | 0.31225 | 0.74941 | 0.74941 | 0.74941 | 0.74941 | 0 | 0
2014-03-19 10:00 | 10 | 4.92% | 1.6118 | 1.6118 | 32.7608 | 32.7608 | 0.41176 | 0.98824 | 0.98824 | 0.98824 | 0.98824 | 0 | 0
2014-03-19 11:00 | 11 | 3.28% | 1.0746 | 1.0746 | 32.7608 | 32.7608 | 0.44608 | 1.0706 | 1.0706 | 1.0706 | 1.0706 | 0 | 0
2014-03-19 12:00 | 12 | 3.28% | 1.0746 | 1.0746 | 32.7608 | 32.7608 | 0.50833 | 1.22 | 1.22 | 1.0746 | 1.0746 | 0.14545 | 0.14545
2014-03-19 13:00 | 13 | 3.28% | 1.0746 | 1.0746 | 32.7608 | 32.7608 | 0.63775 | 1.5306 | 1.5306 | 1.0746 | 1.0746 | 0.45603 | 0.45603
2014-03-19 14:00 | 14 | 3.28% | 1.0746 | 1.0746 | 32.7608 | 32.7608 | 0.74902 | 1.7976 | 1.7976 | 1.0746 | 1.0746 | 0.72309 | 0.72309
2014-03-19 15:00 | 15 | 3.28% | 1.0746 | 1.0746 | 32.7608 | 32.7608 | 0.5348 | 1.2835 | 1.2835 | 1.0746 | 1.0746 | 0.20898 | 0.20898
2014-03-19 16:00 | 16 | 3.28% | 1.0746 | 1.0746 | 32.7608 | 32.7608 | 0.31373 | 0.75294 | 0.75294 | 0.75294 | 0.75294 | 0 | 0
2014-03-19 17:00 | 17 | 4.92% | 1.6118 | 1.6118 | 32.7608 | 32.7608 | 0.13775 | 0.33059 | 0.33059 | 0.33059 | 0.33059 | 0 | 0
2014-03-19 18:00 | 18 | 6.56% | 2.1491 | 2.1491 | 32.7608 | 32.7608 | 0.035784 | 0.085882 | 0.085882 | 0.085882 | 0.085882 | 0 | 0
2014-03-19 19:00 | 19 | 9.84% | 3.2237 | 3.2237 | 32.7608 | 32.7608 | 0.0053922 | 0.012941 | 0.012941 | 0.012941 | 0.012941 | 0 | 0
2014-03-19 20:00 | 20 | 8.2% | 2.6864 | 2.6864 | 32.7608 | 32.7608 | 0 | 0 | 0 | 0 | 0 | 0 | 0
2014-03-19 21:00 | 21 | 6.56% | 2.1491 | 2.1491 | 32.7608 | 32.7608 | 0 | 0 | 0 | 0 | 0 | 0 | 0
2014-03-19 22:00 | 22 | 4.92% | 1.6118 | 1.6118 | 32.7608 | 32.7608 | 0 | 0 | 0 | 0 | 0 | 0 | 0
2014-03-19 23:00 | 23 | 3.28% | 1.0746 | 1.0746 | 32.7608 | 32.7608 | 0 | 0 | 0 | 0 | 0 | 0 | 0
2014-03-20 | 24 | 1.64% | 0.53728 | 0.53728 | 32.7608 | 32.7608 | 0 | 0 | 0 | 0 | 0 | 0 | 0
2014-03-20 01:00 | 1 | 1.64% | 0.53728 | 0.53728 | 32.7608 | 32.7608 | 0 | 0 | 0 | 0 | 0 | 0 | 0
2014-03-20 02:00 | 2 | 1.64% | 0.53728 | 0.53728 | 32.7608 | 32.7608 | 0 | 0 | 0 | 0 | 0 | 0 | 0
2014-03-20 03:00 | 3 | 1.64% | 0.53728 | 0.53728 | 32.7608 | 32.7608 | 0 | 0 | 0 | 0 | 0 | 0 | 0
2014-03-20 04:00 | 4 | 1.64% | 0.53728 | 0.53728 | 32.7608 | 32.7608 | 0 | 0 | 0 | 0 | 0 | 0 | 0
2014-03-20 05:00 | 5 | 1.64% | 0.53728 | 0.53728 | 32.7608 | 32.7608 | 0 | 0 | 0 | 0 | 0 | 0 | 0
2014-03-20 06:00 | 6 | 3.28% | 1.0746 | 1.0746 | 32.7608 | 32.7608 | 0 | 0 | 0 | 0 | 0 | 0 | 0
2014-03-20 07:00 | 7 | 4.92% | 1.6118 | 1.6118 | 32.7608 | 32.7608 | 0.0098039 | 0.023529 | 0.023529 | 0.023529 | 0.023529 | 0 | 0
2014-03-20 08:00 | 8 | 6.56% | 2.1491 | 2.1491 | 32.7608 | 32.7608 | 0.10441 | 0.25059 | 0.25059 | 0.25059 | 0.25059 | 0 | 0
2014-03-20 09:00 | 9 | 6.56% | 2.1491 | 2.1491 | 32.7608 | 32.7608 | 0.3098 | 0.74353 | 0.74353 | 0.74353 | 0.74353 | 0 | 0
2014-03-20 10:00 | 10 | 4.92% | 1.6118 | 1.6118 | 32.7608 | 32.7608 | 0.39216 | 0.94118 | 0.94118 | 0.94118 | 0.94118 | 0 | 0
2014-03-20 11:00 | 11 | 3.28% | 1.0746 | 1.0746 | 32.7608 | 32.7608 | 0.51176 | 1.2282 | 1.2282 | 1.0746 | 1.0746 | 0.15368 | 0.15368
2014-03-20 12:00 | 12 | 3.28% | 1.0746 | 1.0746 | 32.7608 | 32.7608 | 0.6848 | 1.6435 | 1.6435 | 1.0746 | 1.0746 | 0.56898 | 0.56898
2014-03-20 13:00 | 13 | 3.28% | 1.0746 | 1.0746 | 32.7608 | 32.7608 | 0.72696 | 1.7447 | 1.7447 | 1.0746 | 1.0746 | 0.67015 | 0.67015
2014-03-20 14:00 | 14 | 3.28% | 1.0746 | 1.0746 | 32.7608 | 32.7608 | 0.61422 | 1.4741 | 1.4741 | 1.0746 | 1.0746 | 0.39956 | 0.39956
2014-03-20 15:00 | 15 | 3.28% | 1.0746 | 1.0746 | 32.7608 | 32.7608 | 0.51176 | 1.2282 | 1.2282 | 1.0746 | 1.0746 | 0.15368 | 0.15368
2014-03-20 16:00 | 16 | 3.28% | 1.0746 | 1.0746 | 32.7608 | 32.7608 | 0.31814 | 0.76353 | 0.76353 | 0.76353 | 0.76353 | 0 | 0
2014-03-20 17:00 | 17 | 4.92% | 1.6118 | 1.6118 | 32.7608 | 32.7608 | 0.15882 | 0.38118 | 0.38118 | 0.38118 | 0.38118 | 0 | 0
2014-03-20 18:00 | 18 | 6.56% | 2.1491 | 2.1491 | 32.7608 | 32.7608 | 0.039706 | 0.095294 | 0.095294 | 0.095294 | 0.095294 | 0 | 0
2014-03-20 19:00 | 19 | 9.84% | 3.2237 | 3.2237 | 32.7608 | 32.7608 | 0.0034314 | 0.0082353 | 0.0082353 | 0.0082353 | 0.0082353 | 0 | 0
2014-03-20 20:00 | 20 | 8.2% | 2.6864 | 2.6864 | 32.7608 | 32.7608 | 0 | 0 | 0 | 0 | 0 | 0 | 0
2014-03-20 21:00 | 21 | 6.56% | 2.1491 | 2.1491 | 32.7608 | 32.7608 | 0 | 0 | 0 | 0 | 0 | 0 | 0
2014-03-20 22:00 | 22 | 4.92% | 1.6118 | 1.6118 | 32.7608 | 32.7608 | 0 | 0 | 0 | 0 | 0 | 0 | 0
2014-03-20 23:00 | 23 | 3.28% | 1.0746 | 1.0746 | 32.7608 | 32.7608 | 0 | 0 | 0 | 0 | 0 | 0 | 0
2014-03-21 | 24 | 1.64% | 0.53728 | 0.53728 | 32.7608 | 32.7608 | 0 | 0 | 0 | 0 | 0 | 0 | 0
2014-03-21 01:00 | 1 | 1.64% | 0.53728 | 0.53728 | 32.7608 | 32.7608 | 0 | 0 | 0 | 0 | 0 | 0 | 0
2014-03-21 02:00 | 2 | 1.64% | 0.53728 | 0.53728 | 32.7608 | 32.7608 | 0 | 0 | 0 | 0 | 0 | 0 | 0
2014-03-21 03:00 | 3 | 1.64% | 0.53728 | 0.53728 | 32.7608 | 32.7608 | 0 | 0 | 0 | 0 | 0 | 0 | 0
2014-03-21 04:00 | 4 | 1.64% | 0.53728 | 0.53728 | 32.7608 | 32.7608 | 0 | 0 | 0 | 0 | 0 | 0 | 0
2014-03-21 05:00 | 5 | 1.64% | 0.53728 | 0.53728 | 32.7608 | 32.7608 | 0 | 0 | 0 | 0 | 0 | 0 | 0
2014-03-21 06:00 | 6 | 3.28% | 1.0746 | 1.0746 | 32.7608 | 32.7608 | 0 | 0 | 0 | 0 | 0 | 0 | 0
2014-03-21 07:00 | 7 | 4.92% | 1.6118 | 1.6118 | 32.7608 | 32.7608 | 0.029412 | 0.070588 | 0.070588 | 0.070588 | 0.070588 | 0 | 0
2014-03-21 08:00 | 8 | 6.56% | 2.1491 | 2.1491 | 32.7608 | 32.7608 | 0.20441 | 0.49059 | 0.49059 | 0.49059 | 0.49059 | 0 | 0
2014-03-21 09:00 | 9 | 6.56% | 2.1491 | 2.1491 | 32.7608 | 32.7608 | 0.47402 | 1.1376 | 1.1376 | 1.1376 | 1.1376 | 0 | 0
2014-03-21 10:00 | 10 | 4.92% | 1.6118 | 1.6118 | 32.7608 | 32.7608 | 0.67549 | 1.6212 | 1.6212 | 1.6118 | 1.6118 | 0.0093457 | 0.0093457
2014-03-21 11:00 | 11 | 3.28% | 1.0746 | 1.0746 | 32.7608 | 32.7608 | 0.72941 | 1.7506 | 1.7506 | 1.0746 | 1.0746 | 0.67603 | 0.67603
2014-03-21 12:00 | 12 | 3.28% | 1.0746 | 1.0746 | 32.7608 | 32.7608 | 0.66324 | 1.5918 | 1.5918 | 1.0746 | 1.0746 | 0.51721 | 0.51721
2014-03-21 13:00 | 13 | 3.28% | 1.0746 | 1.0746 | 32.7608 | 32.7608 | 0.70343 | 1.6882 | 1.6882 | 1.0746 | 1.0746 | 0.61368 | 0.61368
2014-03-21 14:00 | 14 | 3.28% | 1.0746 | 1.0746 | 32.7608 | 32.7608 | 0.65294 | 1.5671 | 1.5671 | 1.0746 | 1.0746 | 0.4925 | 0.4925
2014-03-21 15:00 | 15 | 3.28% | 1.0746 | 1.0746 | 32.7608 | 32.7608 | 0.51814 | 1.2435 | 1.2435 | 1.0746 | 1.0746 | 0.16898 | 0.16898
2014-03-21 16:00 | 16 | 3.28% | 1.0746 | 1.0746 | 32.7608 | 32.7608 | 0.36029 | 0.86471 | 0.86471 | 0.86471 | 0.86471 | 0 | 0
2014-03-21 17:00 | 17 | 4.92% | 1.6118 | 1.6118 | 32.7608 | 32.7608 | 0.15833 | 0.38 | 0.38 | 0.38 | 0.38 | 0 | 0
2014-03-21 18:00 | 18 | 6.56% | 2.1491 | 2.1491 | 32.7608 | 32.7608 | 0.038725 | 0.092941 | 0.092941 | 0.092941 | 0.092941 | 0 | 0
2014-03-21 19:00 | 19 | 9.84% | 3.2237 | 3.2237 | 32.7608 | 32.7608 | 0.0039216 | 0.0094118 | 0.0094118 | 0.0094118 | 0.0094118 | 0 | 0
2014-03-21 20:00 | 20 | 8.2% | 2.6864 | 2.6864 | 32.7608 | 32.7608 | 0 | 0 | 0 | 0 | 0 | 0 | 0
2014-03-21 21:00 | 21 | 6.56% | 2.1491 | 2.1491 | 32.7608 | 32.7608 | 0 | 0 | 0 | 0 | 0 | 0 | 0
2014-03-21 22:00 | 22 | 4.92% | 1.6118 | 1.6118 | 32.7608 | 32.7608 | 0 | 0 | 0 | 0 | 0 | 0 | 0
2014-03-21 23:00 | 23 | 3.28% | 1.0746 | 1.0746 | 32.7608 | 32.7608 | 0 | 0 | 0 | 0 | 0 | 0 | 0
2014-03-22 | 24 | 1.64% | 0.53728 | 0.53728 | 32.7608 | 32.7608 | 0 | 0 | 0 | 0 | 0 | 0 | 0
2014-03-22 01:00 | 1 | 1.64% | 0.53728 | 0.53728 | 32.7608 | 32.7608 | 0 | 0 | 0 | 0 | 0 | 0 | 0
2014-03-22 02:00 | 2 | 1.64% | 0.53728 | 0.53728 | 32.7608 | 32.7608 | 0 | 0 | 0 | 0 | 0 | 0 | 0
2014-03-22 03:00 | 3 | 1.64% | 0.53728 | 0.53728 | 32.7608 | 32.7608 | 0 | 0 | 0 | 0 | 0 | 0 | 0
2014-03-22 04:00 | 4 | 1.64% | 0.53728 | 0.53728 | 32.7608 | 32.7608 | 0 | 0 | 0 | 0 | 0 | 0 | 0
2014-03-22 05:00 | 5 | 1.64% | 0.53728 | 0.53728 | 32.7608 | 32.7608 | 0 | 0 | 0 | 0 | 0 | 0 | 0
2014-03-22 06:00 | 6 | 3.28% | 1.0746 | 1.0746 | 32.7608 | 32.7608 | 0 | 0 | 0 | 0 | 0 | 0 | 0
2014-03-22 07:00 | 7 | 4.92% | 1.6118 | 1.6118 | 32.7608 | 32.7608 | 0.032843 | 0.078824 | 0.078824 | 0.078824 | 0.078824 | 0 | 0
2014-03-22 08:00 | 8 | 6.56% | 2.1491 | 2.1491 | 32.7608 | 32.7608 | 0.15784 | 0.37882 | 0.37882 | 0.37882 | 0.37882 | 0 | 0
2014-03-22 09:00 | 9 | 6.56% | 2.1491 | 2.1491 | 32.7608 | 32.7608 | 0.39314 | 0.94353 | 0.94353 | 0.94353 | 0.94353 | 0 | 0
2014-03-22 10:00 | 10 | 4.92% | 1.6118 | 1.6118 | 32.7608 | 32.7608 | 0.67451 | 1.6188 | 1.6188 | 1.6118 | 1.6118 | 0.0069928 | 0.0069928
2014-03-22 11:00 | 11 | 3.28% | 1.0746 | 1.0746 | 32.7608 | 32.7608 | 0.77892 | 1.8694 | 1.8694 | 1.0746 | 1.0746 | 0.79486 | 0.79486
2014-03-22 12:00 | 12 | 3.28% | 1.0746 | 1.0746 | 32.7608 | 32.7608 | 0.81667 | 1.96 | 1.96 | 1.0746 | 1.0746 | 0.88545 | 0.88545
2014-03-22 13:00 | 13 | 3.28% | 1.0746 | 1.0746 | 32.7608 | 32.7608 | 0.79902 | 1.9176 | 1.9176 | 1.0746 | 1.0746 | 0.84309 | 0.84309
2014-03-22 14:00 | 14 | 3.28% | 1.0746 | 1.0746 | 32.7608 | 32.7608 | 0.66324 | 1.5918 | 1.5918 | 1.0746 | 1.0746 | 0.51721 | 0.51721
2014-03-22 15:00 | 15 | 3.28% | 1.0746 | 1.0746 | 32.7608 | 32.7608 | 0.46814 | 1.1235 | 1.1235 | 1.0746 | 1.0746 | 0.048976 | 0.048976
2014-03-22 16:00 | 16 | 3.28% | 1.0746 | 1.0746 | 32.7608 | 32.7608 | 0.35735 | 0.85765 | 0.85765 | 0.85765 | 0.85765 | 0 | 0
2014-03-22 17:00 | 17 | 4.92% | 1.6118 | 1.6118 | 32.7608 | 32.7608 | 0.16912 | 0.40588 | 0.40588 | 0.40588 | 0.40588 | 0 | 0
2014-03-22 18:00 | 18 | 6.56% | 2.1491 | 2.1491 | 32.7608 | 32.7608 | 0.044118 | 0.10588 | 0.10588 | 0.10588 | 0.10588 | 0 | 0
2014-03-22 19:00 | 19 | 9.84% | 3.2237 | 3.2237 | 32.7608 | 32.7608 | 0.0029412 | 0.0070588 | 0.0070588 | 0.0070588 | 0.0070588 | 0 | 0
2014-03-22 20:00 | 20 | 8.2% | 2.6864 | 2.6864 | 32.7608 | 32.7608 | 0 | 0 | 0 | 0 | 0 | 0 | 0
2014-03-22 21:00 | 21 | 6.56% | 2.1491 | 2.1491 | 32.7608 | 32.7608 | 0 | 0 | 0 | 0 | 0 | 0 | 0
2014-03-22 22:00 | 22 | 4.92% | 1.6118 | 1.6118 | 32.7608 | 32.7608 | 0 | 0 | 0 | 0 | 0 | 0 | 0
2014-03-22 23:00 | 23 | 3.28% | 1.0746 | 1.0746 | 32.7608 | 32.7608 | 0 | 0 | 0 | 0 | 0 | 0 | 0
2014-03-23 | 24 | 1.64% | 0.53728 | 0.53728 | 32.7608 | 32.7608 | 0 | 0 | 0 | 0 | 0 | 0 | 0
2014-03-23 01:00 | 1 | 1.64% | 0.53728 | 0.53728 | 32.7608 | 32.7608 | 0 | 0 | 0 | 0 | 0 | 0 | 0
2014-03-23 02:00 | 2 | 1.64% | 0.53728 | 0.53728 | 32.7608 | 32.7608 | 0 | 0 | 0 | 0 | 0 | 0 | 0
2014-03-23 03:00 | 3 | 1.64% | 0.53728 | 0.53728 | 32.7608 | 32.7608 | 0 | 0 | 0 | 0 | 0 | 0 | 0
2014-03-23 04:00 | 4 | 1.64% | 0.53728 | 0.53728 | 32.7608 | 32.7608 | 0 | 0 | 0 | 0 | 0 | 0 | 0
2014-03-23 05:00 | 5 | 1.64% | 0.53728 | 0.53728 | 32.7608 | 32.7608 | 0 | 0 | 0 | 0 | 0 | 0 | 0
2014-03-23 06:00 | 6 | 3.28% | 1.0746 | 1.0746 | 32.7608 | 32.7608 | 0 | 0 | 0 | 0 | 0 | 0 | 0
2014-03-23 07:00 | 7 | 4.92% | 1.6118 | 1.6118 | 32.7608 | 32.7608 | 0.020588 | 0.049412 | 0.049412 | 0.049412 | 0.049412 | 0 | 0
2014-03-23 08:00 | 8 | 6.56% | 2.1491 | 2.1491 | 32.7608 | 32.7608 | 0.1348 | 0.32353 | 0.32353 | 0.32353 | 0.32353 | 0 | 0
2014-03-23 09:00 | 9 | 6.56% | 2.1491 | 2.1491 | 32.7608 | 32.7608 | 0.32157 | 0.77176 | 0.77176 | 0.77176 | 0.77176 | 0 | 0
2014-03-23 10:00 | 10 | 4.92% | 1.6118 | 1.6118 | 32.7608 | 32.7608 | 0.4598 | 1.1035 | 1.1035 | 1.1035 | 1.1035 | 0 | 0
2014-03-23 11:00 | 11 | 3.28% | 1.0746 | 1.0746 | 32.7608 | 32.7608 | 0.57304 | 1.3753 | 1.3753 | 1.0746 | 1.0746 | 0.30074 | 0.30074
2014-03-23 12:00 | 12 | 3.28% | 1.0746 | 1.0746 | 32.7608 | 32.7608 | 0.51127 | 1.2271 | 1.2271 | 1.0746 | 1.0746 | 0.1525 | 0.1525
2014-03-23 13:00 | 13 | 3.28% | 1.0746 | 1.0746 | 32.7608 | 32.7608 | 0.46765 | 1.1224 | 1.1224 | 1.0746 | 1.0746 | 0.047799 | 0.047799
2014-03-23 14:00 | 14 | 3.28% | 1.0746 | 1.0746 | 32.7608 | 32.7608 | 0.40784 | 0.97882 | 0.97882 | 0.97882 | 0.97882 | 0 | 0
2014-03-23 15:00 | 15 | 3.28% | 1.0746 | 1.0746 | 32.7608 | 32.7608 | 0.29069 | 0.69765 | 0.69765 | 0.69765 | 0.69765 | 0 | 0
2014-03-23 16:00 | 16 | 3.28% | 1.0746 | 1.0746 | 32.7608 | 32.7608 | 0.13725 | 0.32941 | 0.32941 | 0.32941 | 0.32941 | 0 | 0
2014-03-23 17:00 | 17 | 4.92% | 1.6118 | 1.6118 | 32.7608 | 32.7608 | 0.11127 | 0.26706 | 0.26706 | 0.26706 | 0.26706 | 0 | 0
2014-03-23 18:00 | 18 | 6.56% | 2.1491 | 2.1491 | 32.7608 | 32.7608 | 0.038725 | 0.092941 | 0.092941 | 0.092941 | 0.092941 | 0 | 0
2014-03-23 19:00 | 19 | 9.84% | 3.2237 | 3.2237 | 32.7608 | 32.7608 | 0.0053922 | 0.012941 | 0.012941 | 0.012941 | 0.012941 | 0 | 0
2014-03-23 20:00 | 20 | 8.2% | 2.6864 | 2.6864 | 32.7608 | 32.7608 | 0 | 0 | 0 | 0 | 0 | 0 | 0
2014-03-23 21:00 | 21 | 6.56% | 2.1491 | 2.1491 | 32.7608 | 32.7608 | 0 | 0 | 0 | 0 | 0 | 0 | 0
2014-03-23 22:00 | 22 | 4.92% | 1.6118 | 1.6118 | 32.7608 | 32.7608 | 0 | 0 | 0 | 0 | 0 | 0 | 0
2014-03-23 23:00 | 23 | 3.28% | 1.0746 | 1.0746 | 32.7608 | 32.7608 | 0 | 0 | 0 | 0 | 0 | 0 | 0
2014-03-24 | 24 | 1.64% | 0.53728 | 0.53728 | 32.7608 | 32.7608 | 0 | 0 | 0 | 0 | 0 | 0 | 0
2014-03-24 01:00 | 1 | 1.64% | 0.53728 | 0.53728 | 32.7608 | 32.7608 | 0 | 0 | 0 | 0 | 0 | 0 | 0
2014-03-24 02:00 | 2 | 1.64% | 0.53728 | 0.53728 | 32.7608 | 32.7608 | 0 | 0 | 0 | 0 | 0 | 0 | 0
2014-03-24 03:00 | 3 | 1.64% | 0.53728 | 0.53728 | 32.7608 | 32.7608 | 0 | 0 | 0 | 0 | 0 | 0 | 0
2014-03-24 04:00 | 4 | 1.64% | 0.53728 | 0.53728 | 32.7608 | 32.7608 | 0 | 0 | 0 | 0 | 0 | 0 | 0
2014-03-24 05:00 | 5 | 1.64% | 0.53728 | 0.53728 | 32.7608 | 32.7608 | 0 | 0 | 0 | 0 | 0 | 0 | 0
2014-03-24 06:00 | 6 | 3.28% | 1.0746 | 1.0746 | 32.7608 | 32.7608 | 0 | 0 | 0 | 0 | 0 | 0 | 0
2014-03-24 07:00 | 7 | 4.92% | 1.6118 | 1.6118 | 32.7608 | 32.7608 | 0.016176 | 0.038824 | 0.038824 | 0.038824 | 0.038824 | 0 | 0
2014-03-24 08:00 | 8 | 6.56% | 2.1491 | 2.1491 | 32.7608 | 32.7608 | 0.077451 | 0.18588 | 0.18588 | 0.18588 | 0.18588 | 0 | 0
2014-03-24 09:00 | 9 | 6.56% | 2.1491 | 2.1491 | 32.7608 | 32.7608 | 0.21471 | 0.51529 | 0.51529 | 0.51529 | 0.51529 | 0 | 0
2014-03-24 10:00 | 10 | 4.92% | 1.6118 | 1.6118 | 32.7608 | 32.7608 | 0.41912 | 1.0059 | 1.0059 | 1.0059 | 1.0059 | 0 | 0
2014-03-24 11:00 | 11 | 3.28% | 1.0746 | 1.0746 | 32.7608 | 32.7608 | 0.4902 | 1.1765 | 1.1765 | 1.0746 | 1.0746 | 0.10192 | 0.10192
2014-03-24 12:00 | 12 | 3.28% | 1.0746 | 1.0746 | 32.7608 | 32.7608 | 0.59902 | 1.4376 | 1.4376 | 1.0746 | 1.0746 | 0.36309 | 0.36309
2014-03-24 13:00 | 13 | 3.28% | 1.0746 | 1.0746 | 32.7608 | 32.7608 | 0.5299 | 1.2718 | 1.2718 | 1.0746 | 1.0746 | 0.19721 | 0.19721
2014-03-24 14:00 | 14 | 3.28% | 1.0746 | 1.0746 | 32.7608 | 32.7608 | 0.4549 | 1.0918 | 1.0918 | 1.0746 | 1.0746 | 0.017211 | 0.017211
2014-03-24 15:00 | 15 | 3.28% | 1.0746 | 1.0746 | 32.7608 | 32.7608 | 0.40833 | 0.98 | 0.98 | 0.98 | 0.98 | 0 | 0
2014-03-24 16:00 | 16 | 3.28% | 1.0746 | 1.0746 | 32.7608 | 32.7608 | 0.23971 | 0.57529 | 0.57529 | 0.57529 | 0.57529 | 0 | 0
2014-03-24 17:00 | 17 | 4.92% | 1.6118 | 1.6118 | 32.7608 | 32.7608 | 0.12108 | 0.29059 | 0.29059 | 0.29059 | 0.29059 | 0 | 0
2014-03-24 18:00 | 18 | 6.56% | 2.1491 | 2.1491 | 32.7608 | 32.7608 | 0.040196 | 0.096471 | 0.096471 | 0.096471 | 0.096471 | 0 | 0
2014-03-24 19:00 | 19 | 9.84% | 3.2237 | 3.2237 | 32.7608 | 32.7608 | 0.0058824 | 0.014118 | 0.014118 | 0.014118 | 0.014118 | 0 | 0
2014-03-24 20:00 | 20 | 8.2% | 2.6864 | 2.6864 | 32.7608 | 32.7608 | 0 | 0 | 0 | 0 | 0 | 0 | 0
2014-03-24 21:00 | 21 | 6.56% | 2.1491 | 2.1491 | 32.7608 | 32.7608 | 0 | 0 | 0 | 0 | 0 | 0 | 0
2014-03-24 22:00 | 22 | 4.92% | 1.6118 | 1.6118 | 32.7608 | 32.7608 | 0 | 0 | 0 | 0 | 0 | 0 | 0
2014-03-24 23:00 | 23 | 3.28% | 1.0746 | 1.0746 | 32.7608 | 32.7608 | 0 | 0 | 0 | 0 | 0 | 0 | 0
2014-03-25 | 24 | 1.64% | 0.53728 | 0.53728 | 32.7608 | 32.7608 | 0 | 0 | 0 | 0 | 0 | 0 | 0
2014-03-25 01:00 | 1 | 1.64% | 0.53728 | 0.53728 | 32.7608 | 32.7608 | 0 | 0 | 0 | 0 | 0 | 0 | 0
2014-03-25 02:00 | 2 | 1.64% | 0.53728 | 0.53728 | 32.7608 | 32.7608 | 0 | 0 | 0 | 0 | 0 | 0 | 0
2014-03-25 03:00 | 3 | 1.64% | 0.53728 | 0.53728 | 32.7608 | 32.7608 | 0 | 0 | 0 | 0 | 0 | 0 | 0
2014-03-25 04:00 | 4 | 1.64% | 0.53728 | 0.53728 | 32.7608 | 32.7608 | 0 | 0 | 0 | 0 | 0 | 0 | 0
2014-03-25 05:00 | 5 | 1.64% | 0.53728 | 0.53728 | 32.7608 | 32.7608 | 0 | 0 | 0 | 0 | 0 | 0 | 0
2014-03-25 06:00 | 6 | 3.28% | 1.0746 | 1.0746 | 32.7608 | 32.7608 | 0.0004902 | 0.0011765 | 0.0011765 | 0.0011765 | 0.0011765 | 0 | 0
2014-03-25 07:00 | 7 | 4.92% | 1.6118 | 1.6118 | 32.7608 | 32.7608 | 0.017157 | 0.041176 | 0.041176 | 0.041176 | 0.041176 | 0 | 0
2014-03-25 08:00 | 8 | 6.56% | 2.1491 | 2.1491 | 32.7608 | 32.7608 | 0.19069 | 0.45765 | 0.45765 | 0.45765 | 0.45765 | 0 | 0
2014-03-25 09:00 | 9 | 6.56% | 2.1491 | 2.1491 | 32.7608 | 32.7608 | 0.32549 | 0.78118 | 0.78118 | 0.78118 | 0.78118 | 0 | 0
2014-03-25 10:00 | 10 | 4.92% | 1.6118 | 1.6118 | 32.7608 | 32.7608 | 0.45392 | 1.0894 | 1.0894 | 1.0894 | 1.0894 | 0 | 0
2014-03-25 11:00 | 11 | 3.28% | 1.0746 | 1.0746 | 32.7608 | 32.7608 | 0.53382 | 1.2812 | 1.2812 | 1.0746 | 1.0746 | 0.20662 | 0.20662
2014-03-25 12:00 | 12 | 3.28% | 1.0746 | 1.0746 | 32.7608 | 32.7608 | 0.58824 | 1.4118 | 1.4118 | 1.0746 | 1.0746 | 0.33721 | 0.33721
2014-03-25 13:00 | 13 | 3.28% | 1.0746 | 1.0746 | 32.7608 | 32.7608 | 0.64265 | 1.5424 | 1.5424 | 1.0746 | 1.0746 | 0.4678 | 0.4678
2014-03-25 14:00 | 14 | 3.28% | 1.0746 | 1.0746 | 32.7608 | 32.7608 | 0.61225 | 1.4694 | 1.4694 | 1.0746 | 1.0746 | 0.39486 | 0.39486
2014-03-25 15:00 | 15 | 3.28% | 1.0746 | 1.0746 | 32.7608 | 32.7608 | 0.50539 | 1.2129 | 1.2129 | 1.0746 | 1.0746 | 0.13839 | 0.13839
2014-03-25 16:00 | 16 | 3.28% | 1.0746 | 1.0746 | 32.7608 | 32.7608 | 0.35392 | 0.84941 | 0.84941 | 0.84941 | 0.84941 | 0 | 0
2014-03-25 17:00 | 17 | 4.92% | 1.6118 | 1.6118 | 32.7608 | 32.7608 | 0.13578 | 0.32588 | 0.32588 | 0.32588 | 0.32588 | 0 | 0
2014-03-25 18:00 | 18 | 6.56% | 2.1491 | 2.1491 | 32.7608 | 32.7608 | 0.038235 | 0.091765 | 0.091765 | 0.091765 | 0.091765 | 0 | 0
2014-03-25 19:00 | 19 | 9.84% | 3.2237 | 3.2237 | 32.7608 | 32.7608 | 0.0039216 | 0.0094118 | 0.0094118 | 0.0094118 | 0.0094118 | 0 | 0
2014-03-25 20:00 | 20 | 8.2% | 2.6864 | 2.6864 | 32.7608 | 32.7608 | 0 | 0 | 0 | 0 | 0 | 0 | 0
2014-03-25 21:00 | 21 | 6.56% | 2.1491 | 2.1491 | 32.7608 | 32.7608 | 0 | 0 | 0 | 0 | 0 | 0 | 0
2014-03-25 22:00 | 22 | 4.92% | 1.6118 | 1.6118 | 32.7608 | 32.7608 | 0 | 0 | 0 | 0 | 0 | 0 | 0
2014-03-25 23:00 | 23 | 3.28% | 1.0746 | 1.0746 | 32.7608 | 32.7608 | 0 | 0 | 0 | 0 | 0 | 0 | 0
2014-03-26 | 24 | 1.64% | 0.53728 | 0.53728 | 32.7608 | 32.7608 | 0 | 0 | 0 | 0 | 0 | 0 | 0
2014-03-26 01:00 | 1 | 1.64% | 0.53728 | 0.53728 | 32.7608 | 32.7608 | 0 | 0 | 0 | 0 | 0 | 0 | 0
2014-03-26 02:00 | 2 | 1.64% | 0.53728 | 0.53728 | 32.7608 | 32.7608 | 0 | 0 | 0 | 0 | 0 | 0 | 0
2014-03-26 03:00 | 3 | 1.64% | 0.53728 | 0.53728 | 32.7608 | 32.7608 | 0 | 0 | 0 | 0 | 0 | 0 | 0
2014-03-26 04:00 | 4 | 1.64% | 0.53728 | 0.53728 | 32.7608 | 32.7608 | 0 | 0 | 0 | 0 | 0 | 0 | 0
2014-03-26 05:00 | 5 | 1.64% | 0.53728 | 0.53728 | 32.7608 | 32.7608 | 0 | 0 | 0 | 0 | 0 | 0 | 0
2014-03-26 06:00 | 6 | 3.28% | 1.0746 | 1.0746 | 32.7608 | 32.7608 | 0 | 0 | 0 | 0 | 0 | 0 | 0
2014-03-26 07:00 | 7 | 4.92% | 1.6118 | 1.6118 | 32.7608 | 32.7608 | 0.047549 | 0.11412 | 0.11412 | 0.11412 | 0.11412 | 0 | 0
2014-03-26 08:00 | 8 | 6.56% | 2.1491 | 2.1491 | 32.7608 | 32.7608 | 0.16961 | 0.40706 | 0.40706 | 0.40706 | 0.40706 | 0 | 0
2014-03-26 09:00 | 9 | 6.56% | 2.1491 | 2.1491 | 32.7608 | 32.7608 | 0.32206 | 0.77294 | 0.77294 | 0.77294 | 0.77294 | 0 | 0
2014-03-26 10:00 | 10 | 4.92% | 1.6118 | 1.6118 | 32.7608 | 32.7608 | 0.4348 | 1.0435 | 1.0435 | 1.0435 | 1.0435 | 0 | 0
2014-03-26 11:00 | 11 | 3.28% | 1.0746 | 1.0746 | 32.7608 | 32.7608 | 0.58824 | 1.4118 | 1.4118 | 1.0746 | 1.0746 | 0.33721 | 0.33721
2014-03-26 12:00 | 12 | 3.28% | 1.0746 | 1.0746 | 32.7608 | 32.7608 | 0.63284 | 1.5188 | 1.5188 | 1.0746 | 1.0746 | 0.44427 | 0.44427
2014-03-26 13:00 | 13 | 3.28% | 1.0746 | 1.0746 | 32.7608 | 32.7608 | 0.78088 | 1.8741 | 1.8741 | 1.0746 | 1.0746 | 0.79956 | 0.79956
2014-03-26 14:00 | 14 | 3.28% | 1.0746 | 1.0746 | 32.7608 | 32.7608 | 0.56324 | 1.3518 | 1.3518 | 1.0746 | 1.0746 | 0.27721 | 0.27721
2014-03-26 15:00 | 15 | 3.28% | 1.0746 | 1.0746 | 32.7608 | 32.7608 | 0.33186 | 0.79647 | 0.79647 | 0.79647 | 0.79647 | 0 | 0
2014-03-26 16:00 | 16 | 3.28% | 1.0746 | 1.0746 | 32.7608 | 32.7608 | 0.31078 | 0.74588 | 0.74588 | 0.74588 | 0.74588 | 0 | 0
2014-03-26 17:00 | 17 | 4.92% | 1.6118 | 1.6118 | 32.7608 | 32.7608 | 0.12157 | 0.29176 | 0.29176 | 0.29176 | 0.29176 | 0 | 0
2014-03-26 18:00 | 18 | 6.56% | 2.1491 | 2.1491 | 32.7608 | 32.7608 | 0.033333 | 0.08 | 0.08 | 0.08 | 0.08 | 0 | 0
2014-03-26 19:00 | 19 | 9.84% | 3.2237 | 3.2237 | 32.7608 | 32.7608 | 0.004902 | 0.011765 | 0.011765 | 0.011765 | 0.011765 | 0 | 0
2014-03-26 20:00 | 20 | 8.2% | 2.6864 | 2.6864 | 32.7608 | 32.7608 | 0.0004902 | 0.0011765 | 0.0011765 | 0.0011765 | 0.0011765 | 0 | 0
2014-03-26 21:00 | 21 | 6.56% | 2.1491 | 2.1491 | 32.7608 | 32.7608 | 0 | 0 | 0 | 0 | 0 | 0 | 0
2014-03-26 22:00 | 22 | 4.92% | 1.6118 | 1.6118 | 32.7608 | 32.7608 | 0 | 0 | 0 | 0 | 0 | 0 | 0
2014-03-26 23:00 | 23 | 3.28% | 1.0746 | 1.0746 | 32.7608 | 32.7608 | 0 | 0 | 0 | 0 | 0 | 0 | 0
2014-03-27 | 24 | 1.64% | 0.53728 | 0.53728 | 32.7608 | 32.7608 | 0 | 0 | 0 | 0 | 0 | 0 | 0
2014-03-27 01:00 | 1 | 1.64% | 0.53728 | 0.53728 | 32.7608 | 32.7608 | 0 | 0 | 0 | 0 | 0 | 0 | 0
2014-03-27 02:00 | 2 | 1.64% | 0.53728 | 0.53728 | 32.7608 | 32.7608 | 0 | 0 | 0 | 0 | 0 | 0 | 0
2014-03-27 03:00 | 3 | 1.64% | 0.53728 | 0.53728 | 32.7608 | 32.7608 | 0 | 0 | 0 | 0 | 0 | 0 | 0
2014-03-27 04:00 | 4 | 1.64% | 0.53728 | 0.53728 | 32.7608 | 32.7608 | 0 | 0 | 0 | 0 | 0 | 0 | 0
2014-03-27 05:00 | 5 | 1.64% | 0.53728 | 0.53728 | 32.7608 | 32.7608 | 0 | 0 | 0 | 0 | 0 | 0 | 0
2014-03-27 06:00 | 6 | 3.28% | 1.0746 | 1.0746 | 32.7608 | 32.7608 | 0.0004902 | 0.0011765 | 0.0011765 | 0.0011765 | 0.0011765 | 0 | 0
2014-03-27 07:00 | 7 | 4.92% | 1.6118 | 1.6118 | 32.7608 | 32.7608 | 0.082843 | 0.19882 | 0.19882 | 0.19882 | 0.19882 | 0 | 0
2014-03-27 08:00 | 8 | 6.56% | 2.1491 | 2.1491 | 32.7608 | 32.7608 | 0.3402 | 0.81647 | 0.81647 | 0.81647 | 0.81647 | 0 | 0
2014-03-27 09:00 | 9 | 6.56% | 2.1491 | 2.1491 | 32.7608 | 32.7608 | 0.57059 | 1.3694 | 1.3694 | 1.3694 | 1.3694 | 0 | 0
2014-03-27 10:00 | 10 | 4.92% | 1.6118 | 1.6118 | 32.7608 | 32.7608 | 0.74608 | 1.7906 | 1.7906 | 1.6118 | 1.6118 | 0.17876 | 0.17876
2014-03-27 11:00 | 11 | 3.28% | 1.0746 | 1.0746 | 32.7608 | 32.7608 | 0.71471 | 1.7153 | 1.7153 | 1.0746 | 1.0746 | 0.64074 | 0.64074
2014-03-27 12:00 | 12 | 3.28% | 1.0746 | 1.0746 | 32.7608 | 32.7608 | 0.72157 | 1.7318 | 1.7318 | 1.0746 | 1.0746 | 0.65721 | 0.65721
2014-03-27 13:00 | 13 | 3.28% | 1.0746 | 1.0746 | 32.7608 | 32.7608 | 0.71078 | 1.7059 | 1.7059 | 1.0746 | 1.0746 | 0.63133 | 0.63133
2014-03-27 14:00 | 14 | 3.28% | 1.0746 | 1.0746 | 32.7608 | 32.7608 | 0.58382 | 1.4012 | 1.4012 | 1.0746 | 1.0746 | 0.32662 | 0.32662
2014-03-27 15:00 | 15 | 3.28% | 1.0746 | 1.0746 | 32.7608 | 32.7608 | 0.42696 | 1.0247 | 1.0247 | 1.0247 | 1.0247 | 0 | 0
2014-03-27 16:00 | 16 | 3.28% | 1.0746 | 1.0746 | 32.7608 | 32.7608 | 0.27598 | 0.66235 | 0.66235 | 0.66235 | 0.66235 | 0 | 0
2014-03-27 17:00 | 17 | 4.92% | 1.6118 | 1.6118 | 32.7608 | 32.7608 | 0.14951 | 0.35882 | 0.35882 | 0.35882 | 0.35882 | 0 | 0
2014-03-27 18:00 | 18 | 6.56% | 2.1491 | 2.1491 | 32.7608 | 32.7608 | 0.046569 | 0.11176 | 0.11176 | 0.11176 | 0.11176 | 0 | 0
2014-03-27 19:00 | 19 | 9.84% | 3.2237 | 3.2237 | 32.7608 | 32.7608 | 0.004902 | 0.011765 | 0.011765 | 0.011765 | 0.011765 | 0 | 0
2014-03-27 20:00 | 20 | 8.2% | 2.6864 | 2.6864 | 32.7608 | 32.7608 | 0 | 0 | 0 | 0 | 0 | 0 | 0
2014-03-27 21:00 | 21 | 6.56% | 2.1491 | 2.1491 | 32.7608 | 32.7608 | 0 | 0 | 0 | 0 | 0 | 0 | 0
2014-03-27 22:00 | 22 | 4.92% | 1.6118 | 1.6118 | 32.7608 | 32.7608 | 0 | 0 | 0 | 0 | 0 | 0 | 0
2014-03-27 23:00 | 23 | 3.28% | 1.0746 | 1.0746 | 32.7608 | 32.7608 | 0 | 0 | 0 | 0 | 0 | 0 | 0
2014-03-28 | 24 | 1.64% | 0.53728 | 0.53728 | 32.7608 | 32.7608 | 0 | 0 | 0 | 0 | 0 | 0 | 0
2014-03-28 01:00 | 1 | 1.64% | 0.53728 | 0.53728 | 32.7608 | 32.7608 | 0 | 0 | 0 | 0 | 0 | 0 | 0
2014-03-28 02:00 | 2 | 1.64% | 0.53728 | 0.53728 | 32.7608 | 32.7608 | 0 | 0 | 0 | 0 | 0 | 0 | 0
2014-03-28 03:00 | 3 | 1.64% | 0.53728 | 0.53728 | 32.7608 | 32.7608 | 0 | 0 | 0 | 0 | 0 | 0 | 0
2014-03-28 04:00 | 4 | 1.64% | 0.53728 | 0.53728 | 32.7608 | 32.7608 | 0 | 0 | 0 | 0 | 0 | 0 | 0
2014-03-28 05:00 | 5 | 1.64% | 0.53728 | 0.53728 | 32.7608 | 32.7608 | 0 | 0 | 0 | 0 | 0 | 0 | 0
2014-03-28 06:00 | 6 | 3.28% | 1.0746 | 1.0746 | 32.7608 | 32.7608 | 0.0004902 | 0.0011765 | 0.0011765 | 0.0011765 | 0.0011765 | 0 | 0
2014-03-28 07:00 | 7 | 4.92% | 1.6118 | 1.6118 | 32.7608 | 32.7608 | 0.059314 | 0.14235 | 0.14235 | 0.14235 | 0.14235 | 0 | 0
2014-03-28 08:00 | 8 | 6.56% | 2.1491 | 2.1491 | 32.7608 | 32.7608 | 0.23284 | 0.55882 | 0.55882 | 0.55882 | 0.55882 | 0 | 0
2014-03-28 09:00 | 9 | 6.56% | 2.1491 | 2.1491 | 32.7608 | 32.7608 | 0.44265 | 1.0624 | 1.0624 | 1.0624 | 1.0624 | 0 | 0
2014-03-28 10:00 | 10 | 4.92% | 1.6118 | 1.6118 | 32.7608 | 32.7608 | 0.625 | 1.5 | 1.5 | 1.5 | 1.5 | 0 | 0
2014-03-28 11:00 | 11 | 3.28% | 1.0746 | 1.0746 | 32.7608 | 32.7608 | 0.6701 | 1.6082 | 1.6082 | 1.0746 | 1.0746 | 0.53368 | 0.53368
2014-03-28 12:00 | 12 | 3.28% | 1.0746 | 1.0746 | 32.7608 | 32.7608 | 0.65343 | 1.5682 | 1.5682 | 1.0746 | 1.0746 | 0.49368 | 0.49368
2014-03-28 13:00 | 13 | 3.28% | 1.0746 | 1.0746 | 32.7608 | 32.7608 | 0.66716 | 1.6012 | 1.6012 | 1.0746 | 1.0746 | 0.52662 | 0.52662
2014-03-28 14:00 | 14 | 3.28% | 1.0746 | 1.0746 | 32.7608 | 32.7608 | 0.68039 | 1.6329 | 1.6329 | 1.0746 | 1.0746 | 0.55839 | 0.55839
2014-03-28 15:00 | 15 | 3.28% | 1.0746 | 1.0746 | 32.7608 | 32.7608 | 0.5 | 1.2 | 1.2 | 1.0746 | 1.0746 | 0.12545 | 0.12545
2014-03-28 16:00 | 16 | 3.28% | 1.0746 | 1.0746 | 32.7608 | 32.7608 | 0.3152 | 0.75647 | 0.75647 | 0.75647 | 0.75647 | 0 | 0
2014-03-28 17:00 | 17 | 4.92% | 1.6118 | 1.6118 | 32.7608 | 32.7608 | 0.15588 | 0.37412 | 0.37412 | 0.37412 | 0.37412 | 0 | 0
2014-03-28 18:00 | 18 | 6.56% | 2.1491 | 2.1491 | 32.7608 | 32.7608 | 0.05049 | 0.12118 | 0.12118 | 0.12118 | 0.12118 | 0 | 0
2014-03-28 19:00 | 19 | 9.84% | 3.2237 | 3.2237 | 32.7608 | 32.7608 | 0.0058824 | 0.014118 | 0.014118 | 0.014118 | 0.014118 | 0 | 0
2014-03-28 20:00 | 20 | 8.2% | 2.6864 | 2.6864 | 32.7608 | 32.7608 | 0.0004902 | 0.0011765 | 0.0011765 | 0.0011765 | 0.0011765 | 0 | 0
2014-03-28 21:00 | 21 | 6.56% | 2.1491 | 2.1491 | 32.7608 | 32.7608 | 0 | 0 | 0 | 0 | 0 | 0 | 0
2014-03-28 22:00 | 22 | 4.92% | 1.6118 | 1.6118 | 32.7608 | 32.7608 | 0 | 0 | 0 | 0 | 0 | 0 | 0
2014-03-28 23:00 | 23 | 3.28% | 1.0746 | 1.0746 | 32.7608 | 32.7608 | 0 | 0 | 0 | 0 | 0 | 0 | 0
2014-03-29 | 24 | 1.64% | 0.53728 | 0.53728 | 32.7608 | 32.7608 | 0 | 0 | 0 | 0 | 0 | 0 | 0
2014-03-29 01:00 | 1 | 1.64% | 0.53728 | 0.53728 | 32.7608 | 32.7608 | 0 | 0 | 0 | 0 | 0 | 0 | 0
2014-03-29 02:00 | 2 | 1.64% | 0.53728 | 0.53728 | 32.7608 | 32.7608 | 0 | 0 | 0 | 0 | 0 | 0 | 0
2014-03-29 03:00 | 3 | 1.64% | 0.53728 | 0.53728 | 32.7608 | 32.7608 | 0 | 0 | 0 | 0 | 0 | 0 | 0
2014-03-29 04:00 | 4 | 1.64% | 0.53728 | 0.53728 | 32.7608 | 32.7608 | 0 | 0 | 0 | 0 | 0 | 0 | 0
2014-03-29 05:00 | 5 | 1.64% | 0.53728 | 0.53728 | 32.7608 | 32.7608 | 0 | 0 | 0 | 0 | 0 | 0 | 0
2014-03-29 06:00 | 6 | 3.28% | 1.0746 | 1.0746 | 32.7608 | 32.7608 | 0.00098039 | 0.0023529 | 0.0023529 | 0.0023529 | 0.0023529 | 0 | 0
2014-03-29 07:00 | 7 | 4.92% | 1.6118 | 1.6118 | 32.7608 | 32.7608 | 0.045588 | 0.10941 | 0.10941 | 0.10941 | 0.10941 | 0 | 0
2014-03-29 08:00 | 8 | 6.56% | 2.1491 | 2.1491 | 32.7608 | 32.7608 | 0.16422 | 0.39412 | 0.39412 | 0.39412 | 0.39412 | 0 | 0
2014-03-29 09:00 | 9 | 6.56% | 2.1491 | 2.1491 | 32.7608 | 32.7608 | 0.32745 | 0.78588 | 0.78588 | 0.78588 | 0.78588 | 0 | 0
2014-03-29 10:00 | 10 | 4.92% | 1.6118 | 1.6118 | 32.7608 | 32.7608 | 0.43725 | 1.0494 | 1.0494 | 1.0494 | 1.0494 | 0 | 0
2014-03-29 11:00 | 11 | 3.28% | 1.0746 | 1.0746 | 32.7608 | 32.7608 | 0.47696 | 1.1447 | 1.1447 | 1.0746 | 1.0746 | 0.070152 | 0.070152
2014-03-29 12:00 | 12 | 3.28% | 1.0746 | 1.0746 | 32.7608 | 32.7608 | 0.54167 | 1.3 | 1.3 | 1.0746 | 1.0746 | 0.22545 | 0.22545
2014-03-29 13:00 | 13 | 3.28% | 1.0746 | 1.0746 | 32.7608 | 32.7608 | 0.48235 | 1.1576 | 1.1576 | 1.0746 | 1.0746 | 0.083093 | 0.083093
2014-03-29 14:00 | 14 | 3.28% | 1.0746 | 1.0746 | 32.7608 | 32.7608 | 0.46373 | 1.1129 | 1.1129 | 1.0746 | 1.0746 | 0.038387 | 0.038387
2014-03-29 15:00 | 15 | 3.28% | 1.0746 | 1.0746 | 32.7608 | 32.7608 | 0.28824 | 0.69176 | 0.69176 | 0.69176 | 0.69176 | 0 | 0
2014-03-29 16:00 | 16 | 3.28% | 1.0746 | 1.0746 | 32.7608 | 32.7608 | 0.21225 | 0.50941 | 0.50941 | 0.50941 | 0.50941 | 0 | 0
2014-03-29 17:00 | 17 | 4.92% | 1.6118 | 1.6118 | 32.7608 | 32.7608 | 0.12108 | 0.29059 | 0.29059 | 0.29059 | 0.29059 | 0 | 0
2014-03-29 18:00 | 18 | 6.56% | 2.1491 | 2.1491 | 32.7608 | 32.7608 | 0.046078 | 0.11059 | 0.11059 | 0.11059 | 0.11059 | 0 | 0
2014-03-29 19:00 | 19 | 9.84% | 3.2237 | 3.2237 | 32.7608 | 32.7608 | 0.0073529 | 0.017647 | 0.017647 | 0.017647 | 0.017647 | 0 | 0
2014-03-29 20:00 | 20 | 8.2% | 2.6864 | 2.6864 | 32.7608 | 32.7608 | 0.0004902 | 0.0011765 | 0.0011765 | 0.0011765 | 0.0011765 | 0 | 0
2014-03-29 21:00 | 21 | 6.56% | 2.1491 | 2.1491 | 32.7608 | 32.7608 | 0 | 0 | 0 | 0 | 0 | 0 | 0
2014-03-29 22:00 | 22 | 4.92% | 1.6118 | 1.6118 | 32.7608 | 32.7608 | 0 | 0 | 0 | 0 | 0 | 0 | 0
2014-03-29 23:00 | 23 | 3.28% | 1.0746 | 1.0746 | 32.7608 | 32.7608 | 0 | 0 | 0 | 0 | 0 | 0 | 0
2014-03-30 | 24 | 1.64% | 0.53728 | 0.53728 | 32.7608 | 32.7608 | 0 | 0 | 0 | 0 | 0 | 0 | 0
2014-03-30 01:00 | 1 | 1.64% | 0.53728 | 0.53728 | 32.7608 | 32.7608 | 0 | 0 | 0 | 0 | 0 | 0 | 0
2014-03-30 02:00 | 2 | 1.64% | 0.53728 | 0.53728 | 32.7608 | 32.7608 | 0 | 0 | 0 | 0 | 0 | 0 | 0
2014-03-30 03:00 | 3 | 1.64% | 0.53728 | 0.53728 | 32.7608 | 32.7608 | 0 | 0 | 0 | 0 | 0 | 0 | 0
2014-03-30 04:00 | 4 | 1.64% | 0.53728 | 0.53728 | 32.7608 | 32.7608 | 0 | 0 | 0 | 0 | 0 | 0 | 0
2014-03-30 05:00 | 5 | 1.64% | 0.53728 | 0.53728 | 32.7608 | 32.7608 | 0 | 0 | 0 | 0 | 0 | 0 | 0
2014-03-30 06:00 | 6 | 3.28% | 1.0746 | 1.0746 | 32.7608 | 32.7608 | 0.0004902 | 0.0011765 | 0.0011765 | 0.0011765 | 0.0011765 | 0 | 0
2014-03-30 07:00 | 7 | 4.92% | 1.6118 | 1.6118 | 32.7608 | 32.7608 | 0.04951 | 0.11882 | 0.11882 | 0.11882 | 0.11882 | 0 | 0
2014-03-30 08:00 | 8 | 6.56% | 2.1491 | 2.1491 | 32.7608 | 32.7608 | 0.23431 | 0.56235 | 0.56235 | 0.56235 | 0.56235 | 0 | 0
2014-03-30 09:00 | 9 | 6.56% | 2.1491 | 2.1491 | 32.7608 | 32.7608 | 0.46667 | 1.12 | 1.12 | 1.12 | 1.12 | 0 | 0
2014-03-30 10:00 | 10 | 4.92% | 1.6118 | 1.6118 | 32.7608 | 32.7608 | 0.61471 | 1.4753 | 1.4753 | 1.4753 | 1.4753 | 0 | 0
2014-03-30 11:00 | 11 | 3.28% | 1.0746 | 1.0746 | 32.7608 | 32.7608 | 0.72745 | 1.7459 | 1.7459 | 1.0746 | 1.0746 | 0.67133 | 0.67133
2014-03-30 12:00 | 12 | 3.28% | 1.0746 | 1.0746 | 32.7608 | 32.7608 | 0.73873 | 1.7729 | 1.7729 | 1.0746 | 1.0746 | 0.69839 | 0.69839
2014-03-30 13:00 | 13 | 3.28% | 1.0746 | 1.0746 | 32.7608 | 32.7608 | 0.73922 | 1.7741 | 1.7741 | 1.0746 | 1.0746 | 0.69956 | 0.69956
2014-03-30 14:00 | 14 | 3.28% | 1.0746 | 1.0746 | 32.7608 | 32.7608 | 0.63922 | 1.5341 | 1.5341 | 1.0746 | 1.0746 | 0.45956 | 0.45956
2014-03-30 15:00 | 15 | 3.28% | 1.0746 | 1.0746 | 32.7608 | 32.7608 | 0.45686 | 1.0965 | 1.0965 | 1.0746 | 1.0746 | 0.021917 | 0.021917
2014-03-30 16:00 | 16 | 3.28% | 1.0746 | 1.0746 | 32.7608 | 32.7608 | 0.35098 | 0.84235 | 0.84235 | 0.84235 | 0.84235 | 0 | 0
2014-03-30 17:00 | 17 | 4.92% | 1.6118 | 1.6118 | 32.7608 | 32.7608 | 0.16225 | 0.38941 | 0.38941 | 0.38941 | 0.38941 | 0 | 0
2014-03-30 18:00 | 18 | 6.56% | 2.1491 | 2.1491 | 32.7608 | 32.7608 | 0.058824 | 0.14118 | 0.14118 | 0.14118 | 0.14118 | 0 | 0
2014-03-30 19:00 | 19 | 9.84% | 3.2237 | 3.2237 | 32.7608 | 32.7608 | 0.012745 | 0.030588 | 0.030588 | 0.030588 | 0.030588 | 0 | 0
2014-03-30 20:00 | 20 | 8.2% | 2.6864 | 2.6864 | 32.7608 | 32.7608 | 0.0004902 | 0.0011765 | 0.0011765 | 0.0011765 | 0.0011765 | 0 | 0
2014-03-30 21:00 | 21 | 6.56% | 2.1491 | 2.1491 | 32.7608 | 32.7608 | 0 | 0 | 0 | 0 | 0 | 0 | 0
2014-03-30 22:00 | 22 | 4.92% | 1.6118 | 1.6118 | 32.7608 | 32.7608 | 0 | 0 | 0 | 0 | 0 | 0 | 0
2014-03-30 23:00 | 23 | 3.28% | 1.0746 | 1.0746 | 32.7608 | 32.7608 | 0 | 0 | 0 | 0 | 0 | 0 | 0
2014-03-31 | 24 | 1.64% | 0.53728 | 0.53728 | 32.7608 | 32.7608 | 0 | 0 | 0 | 0 | 0 | 0 | 0
2014-03-31 01:00 | 1 | 1.64% | 0.53728 | 0.53728 | 32.7608 | 32.7608 | 0 | 0 | 0 | 0 | 0 | 0 | 0
2014-03-31 02:00 | 2 | 1.64% | 0.53728 | 0.53728 | 32.7608 | 32.7608 | 0 | 0 | 0 | 0 | 0 | 0 | 0
2014-03-31 03:00 | 3 | 1.64% | 0.53728 | 0.53728 | 32.7608 | 32.7608 | 0 | 0 | 0 | 0 | 0 | 0 | 0
2014-03-31 04:00 | 4 | 1.64% | 0.53728 | 0.53728 | 32.7608 | 32.7608 | 0 | 0 | 0 | 0 | 0 | 0 | 0
2014-03-31 05:00 | 5 | 1.64% | 0.53728 | 0.53728 | 32.7608 | 32.7608 | 0 | 0 | 0 | 0 | 0 | 0 | 0
2014-03-31 06:00 | 6 | 3.28% | 1.0746 | 1.0746 | 32.7608 | 32.7608 | 0.0019608 | 0.0047059 | 0.0047059 | 0.0047059 | 0.0047059 | 0 | 0
2014-03-31 07:00 | 7 | 4.92% | 1.6118 | 1.6118 | 32.7608 | 32.7608 | 0.10588 | 0.25412 | 0.25412 | 0.25412 | 0.25412 | 0 | 0
2014-03-31 08:00 | 8 | 6.56% | 2.1491 | 2.1491 | 32.7608 | 32.7608 | 0.36029 | 0.86471 | 0.86471 | 0.86471 | 0.86471 | 0 | 0
2014-03-31 09:00 | 9 | 6.56% | 2.1491 | 2.1491 | 32.7608 | 32.7608 | 0.53873 | 1.2929 | 1.2929 | 1.2929 | 1.2929 | 0 | 0
2014-03-31 10:00 | 10 | 4.92% | 1.6118 | 1.6118 | 32.7608 | 32.7608 | 0.65686 | 1.5765 | 1.5765 | 1.5765 | 1.5765 | 0 | 0
2014-03-31 11:00 | 11 | 3.28% | 1.0746 | 1.0746 | 32.7608 | 32.7608 | 0.71569 | 1.7176 | 1.7176 | 1.0746 | 1.0746 | 0.64309 | 0.64309
2014-03-31 12:00 | 12 | 3.28% | 1.0746 | 1.0746 | 32.7608 | 32.7608 | 0.66618 | 1.5988 | 1.5988 | 1.0746 | 1.0746 | 0.52427 | 0.52427
2014-03-31 13:00 | 13 | 3.28% | 1.0746 | 1.0746 | 32.7608 | 32.7608 | 0.5799 | 1.3918 | 1.3918 | 1.0746 | 1.0746 | 0.31721 | 0.31721
2014-03-31 14:00 | 14 | 3.28% | 1.0746 | 1.0746 | 32.7608 | 32.7608 | 0.5098 | 1.2235 | 1.2235 | 1.0746 | 1.0746 | 0.14898 | 0.14898
2014-03-31 15:00 | 15 | 3.28% | 1.0746 | 1.0746 | 32.7608 | 32.7608 | 0.41471 | 0.99529 | 0.99529 | 0.99529 | 0.99529 | 0 | 0
2014-03-31 16:00 | 16 | 3.28% | 1.0746 | 1.0746 | 32.7608 | 32.7608 | 0.3 | 0.72 | 0.72 | 0.72 | 0.72 | 0 | 0
2014-03-31 17:00 | 17 | 4.92% | 1.6118 | 1.6118 | 32.7608 | 32.7608 | 0.12304 | 0.29529 | 0.29529 | 0.29529 | 0.29529 | 0 | 0
2014-03-31 18:00 | 18 | 6.56% | 2.1491 | 2.1491 | 32.7608 | 32.7608 | 0.038235 | 0.091765 | 0.091765 | 0.091765 | 0.091765 | 0 | 0
2014-03-31 19:00 | 19 | 9.84% | 3.2237 | 3.2237 | 32.7608 | 32.7608 | 0.010294 | 0.024706 | 0.024706 | 0.024706 | 0.024706 | 0 | 0
2014-03-31 20:00 | 20 | 8.2% | 2.6864 | 2.6864 | 32.7608 | 32.7608 | 0.0004902 | 0.0011765 | 0.0011765 | 0.0011765 | 0.0011765 | 0 | 0
2014-03-31 21:00 | 21 | 6.56% | 2.1491 | 2.1491 | 32.7608 | 32.7608 | 0 | 0 | 0 | 0 | 0 | 0 | 0
2014-03-31 22:00 | 22 | 4.92% | 1.6118 | 1.6118 | 32.7608 | 32.7608 | 0 | 0 | 0 | 0 | 0 | 0 | 0
2014-03-31 23:00 | 23 | 3.28% | 1.0746 | 1.0746 | 32.7608 | 32.7608 | 0 | 0 | 0 | 0 | 0 | 0 | 0
2014-04-01 | 24 | 1.64% | 0.53728 | 0.53728 | 32.7608 | 32.7608 | 0 | 0 | 0 | 0 | 0 | 0 | 0
2014-04-01 01:00 | 1 | 1.64% | 0.38622 | 0.38622 | 23.5498 | 23.5498 | 0 | 0 | 0 | 0 | 0 | 0 | 0
2014-04-01 02:00 | 2 | 1.64% | 0.38622 | 0.38622 | 23.5498 | 23.5498 | 0 | 0 | 0 | 0 | 0 | 0 | 0
2014-04-01 03:00 | 3 | 1.64% | 0.38622 | 0.38622 | 23.5498 | 23.5498 | 0 | 0 | 0 | 0 | 0 | 0 | 0
2014-04-01 04:00 | 4 | 1.64% | 0.38622 | 0.38622 | 23.5498 | 23.5498 | 0 | 0 | 0 | 0 | 0 | 0 | 0
2014-04-01 05:00 | 5 | 1.64% | 0.38622 | 0.38622 | 23.5498 | 23.5498 | 0 | 0 | 0 | 0 | 0 | 0 | 0
2014-04-01 06:00 | 6 | 3.28% | 0.77243 | 0.77243 | 23.5498 | 23.5498 | 0.00098039 | 0.0023529 | 0.0023529 | 0.0023529 | 0.0023529 | 0 | 0
2014-04-01 07:00 | 7 | 4.92% | 1.1586 | 1.1586 | 23.5498 | 23.5498 | 0.029902 | 0.071765 | 0.071765 | 0.071765 | 0.071765 | 0 | 0
2014-04-01 08:00 | 8 | 6.56% | 1.5449 | 1.5449 | 23.5498 | 23.5498 | 0.17255 | 0.41412 | 0.41412 | 0.41412 | 0.41412 | 0 | 0
2014-04-01 09:00 | 9 | 6.56% | 1.5449 | 1.5449 | 23.5498 | 23.5498 | 0.3799 | 0.91176 | 0.91176 | 0.91176 | 0.91176 | 0 | 0
2014-04-01 10:00 | 10 | 4.92% | 1.1586 | 1.1586 | 23.5498 | 23.5498 | 0.53725 | 1.2894 | 1.2894 | 1.1586 | 1.1586 | 0.13076 | 0.13076
2014-04-01 11:00 | 11 | 3.28% | 0.77243 | 0.77243 | 23.5498 | 23.5498 | 0.58186 | 1.3965 | 1.3965 | 0.77243 | 0.77243 | 0.62404 | 0.62404
2014-04-01 12:00 | 12 | 3.28% | 0.77243 | 0.77243 | 23.5498 | 23.5498 | 0.53431 | 1.2824 | 1.2824 | 0.77243 | 0.77243 | 0.50992 | 0.50992
2014-04-01 13:00 | 13 | 3.28% | 0.77243 | 0.77243 | 23.5498 | 23.5498 | 0.46373 | 1.1129 | 1.1129 | 0.77243 | 0.77243 | 0.34051 | 0.34051
2014-04-01 14:00 | 14 | 3.28% | 0.77243 | 0.77243 | 23.5498 | 23.5498 | 0.48578 | 1.1659 | 1.1659 | 0.77243 | 0.77243 | 0.39345 | 0.39345
2014-04-01 15:00 | 15 | 3.28% | 0.77243 | 0.77243 | 23.5498 | 23.5498 | 0.39216 | 0.94118 | 0.94118 | 0.77243 | 0.77243 | 0.16874 | 0.16874
2014-04-01 16:00 | 16 | 3.28% | 0.77243 | 0.77243 | 23.5498 | 23.5498 | 0.26176 | 0.62824 | 0.62824 | 0.62824 | 0.62824 | 0 | 0
2014-04-01 17:00 | 17 | 4.92% | 1.1586 | 1.1586 | 23.5498 | 23.5498 | 0.18235 | 0.43765 | 0.43765 | 0.43765 | 0.43765 | 0 | 0
2014-04-01 18:00 | 18 | 6.56% | 1.5449 | 1.5449 | 23.5498 | 23.5498 | 0.063235 | 0.15176 | 0.15176 | 0.15176 | 0.15176 | 0 | 0
2014-04-01 19:00 | 19 | 9.84% | 2.3173 | 2.3173 | 23.5498 | 23.5498 | 0.0083333 | 0.02 | 0.02 | 0.02 | 0.02 | 0 | 0
2014-04-01 20:00 | 20 | 8.2% | 1.9311 | 1.9311 | 23.5498 | 23.5498 | 0.00098039 | 0.0023529 | 0.0023529 | 0.0023529 | 0.0023529 | 0 | 0
2014-04-01 21:00 | 21 | 6.56% | 1.5449 | 1.5449 | 23.5498 | 23.5498 | 0 | 0 | 0 | 0 | 0 | 0 | 0
2014-04-01 22:00 | 22 | 4.92% | 1.1586 | 1.1586 | 23.5498 | 23.5498 | 0 | 0 | 0 | 0 | 0 | 0 | 0
2014-04-01 23:00 | 23 | 3.28% | 0.77243 | 0.77243 | 23.5498 | 23.5498 | 0 | 0 | 0 | 0 | 0 | 0 | 0
2014-04-02 | 24 | 1.64% | 0.38622 | 0.38622 | 23.5498 | 23.5498 | 0 | 0 | 0 | 0 | 0 | 0 | 0
2014-04-02 01:00 | 1 | 1.64% | 0.38622 | 0.38622 | 23.5498 | 23.5498 | 0 | 0 | 0 | 0 | 0 | 0 | 0
2014-04-02 02:00 | 2 | 1.64% | 0.38622 | 0.38622 | 23.5498 | 23.5498 | 0 | 0 | 0 | 0 | 0 | 0 | 0
2014-04-02 03:00 | 3 | 1.64% | 0.38622 | 0.38622 | 23.5498 | 23.5498 | 0 | 0 | 0 | 0 | 0 | 0 | 0
2014-04-02 04:00 | 4 | 1.64% | 0.38622 | 0.38622 | 23.5498 | 23.5498 | 0 | 0 | 0 | 0 | 0 | 0 | 0
2014-04-02 05:00 | 5 | 1.64% | 0.38622 | 0.38622 | 23.5498 | 23.5498 | 0 | 0 | 0 | 0 | 0 | 0 | 0
2014-04-02 06:00 | 6 | 3.28% | 0.77243 | 0.77243 | 23.5498 | 23.5498 | 0.0039216 | 0.0094118 | 0.0094118 | 0.0094118 | 0.0094118 | 0 | 0
2014-04-02 07:00 | 7 | 4.92% | 1.1586 | 1.1586 | 23.5498 | 23.5498 | 0.091667 | 0.22 | 0.22 | 0.22 | 0.22 | 0 | 0
2014-04-02 08:00 | 8 | 6.56% | 1.5449 | 1.5449 | 23.5498 | 23.5498 | 0.25245 | 0.60588 | 0.60588 | 0.60588 | 0.60588 | 0 | 0
2014-04-02 09:00 | 9 | 6.56% | 1.5449 | 1.5449 | 23.5498 | 23.5498 | 0.43676 | 1.0482 | 1.0482 | 1.0482 | 1.0482 | 0 | 0
2014-04-02 10:00 | 10 | 4.92% | 1.1586 | 1.1586 | 23.5498 | 23.5498 | 0.66176 | 1.5882 | 1.5882 | 1.1586 | 1.1586 | 0.42959 | 0.42959
2014-04-02 11:00 | 11 | 3.28% | 0.77243 | 0.77243 | 23.5498 | 23.5498 | 0.72941 | 1.7506 | 1.7506 | 0.77243 | 0.77243 | 0.97816 | 0.97816
2014-04-02 12:00 | 12 | 3.28% | 0.77243 | 0.77243 | 23.5498 | 23.5498 | 0.65539 | 1.5729 | 1.5729 | 0.77243 | 0.77243 | 0.80051 | 0.80051
2014-04-02 13:00 | 13 | 3.28% | 0.77243 | 0.77243 | 23.5498 | 23.5498 | 0.54069 | 1.2976 | 1.2976 | 0.77243 | 0.77243 | 0.52521 | 0.52521
2014-04-02 14:00 | 14 | 3.28% | 0.77243 | 0.77243 | 23.5498 | 23.5498 | 0.50049 | 1.2012 | 1.2012 | 0.77243 | 0.77243 | 0.42874 | 0.42874
2014-04-02 15:00 | 15 | 3.28% | 0.77243 | 0.77243 | 23.5498 | 23.5498 | 0.4652 | 1.1165 | 1.1165 | 0.77243 | 0.77243 | 0.34404 | 0.34404
2014-04-02 16:00 | 16 | 3.28% | 0.77243 | 0.77243 | 23.5498 | 23.5498 | 0.37941 | 0.91059 | 0.91059 | 0.77243 | 0.77243 | 0.13816 | 0.13816
2014-04-02 17:00 | 17 | 4.92% | 1.1586 | 1.1586 | 23.5498 | 23.5498 | 0.17549 | 0.42118 | 0.42118 | 0.42118 | 0.42118 | 0 | 0
2014-04-02 18:00 | 18 | 6.56% | 1.5449 | 1.5449 | 23.5498 | 23.5498 | 0.057353 | 0.13765 | 0.13765 | 0.13765 | 0.13765 | 0 | 0
2014-04-02 19:00 | 19 | 9.84% | 2.3173 | 2.3173 | 23.5498 | 23.5498 | 0.010294 | 0.024706 | 0.024706 | 0.024706 | 0.024706 | 0 | 0
2014-04-02 20:00 | 20 | 8.2% | 1.9311 | 1.9311 | 23.5498 | 23.5498 | 0.00098039 | 0.0023529 | 0.0023529 | 0.0023529 | 0.0023529 | 0 | 0
2014-04-02 21:00 | 21 | 6.56% | 1.5449 | 1.5449 | 23.5498 | 23.5498 | 0 | 0 | 0 | 0 | 0 | 0 | 0
2014-04-02 22:00 | 22 | 4.92% | 1.1586 | 1.1586 | 23.5498 | 23.5498 | 0 | 0 | 0 | 0 | 0 | 0 | 0
2014-04-02 23:00 | 23 | 3.28% | 0.77243 | 0.77243 | 23.5498 | 23.5498 | 0 | 0 | 0 | 0 | 0 | 0 | 0
2014-04-03 | 24 | 1.64% | 0.38622 | 0.38622 | 23.5498 | 23.5498 | 0 | 0 | 0 | 0 | 0 | 0 | 0
2014-04-03 01:00 | 1 | 1.64% | 0.38622 | 0.38622 | 23.5498 | 23.5498 | 0 | 0 | 0 | 0 | 0 | 0 | 0
2014-04-03 02:00 | 2 | 1.64% | 0.38622 | 0.38622 | 23.5498 | 23.5498 | 0 | 0 | 0 | 0 | 0 | 0 | 0
2014-04-03 03:00 | 3 | 1.64% | 0.38622 | 0.38622 | 23.5498 | 23.5498 | 0 | 0 | 0 | 0 | 0 | 0 | 0
2014-04-03 04:00 | 4 | 1.64% | 0.38622 | 0.38622 | 23.5498 | 23.5498 | 0 | 0 | 0 | 0 | 0 | 0 | 0
2014-04-03 05:00 | 5 | 1.64% | 0.38622 | 0.38622 | 23.5498 | 23.5498 | 0 | 0 | 0 | 0 | 0 | 0 | 0
2014-04-03 06:00 | 6 | 3.28% | 0.77243 | 0.77243 | 23.5498 | 23.5498 | 0.0039216 | 0.0094118 | 0.0094118 | 0.0094118 | 0.0094118 | 0 | 0
2014-04-03 07:00 | 7 | 4.92% | 1.1586 | 1.1586 | 23.5498 | 23.5498 | 0.12549 | 0.30118 | 0.30118 | 0.30118 | 0.30118 | 0 | 0
2014-04-03 08:00 | 8 | 6.56% | 1.5449 | 1.5449 | 23.5498 | 23.5498 | 0.29608 | 0.71059 | 0.71059 | 0.71059 | 0.71059 | 0 | 0
2014-04-03 09:00 | 9 | 6.56% | 1.5449 | 1.5449 | 23.5498 | 23.5498 | 0.41716 | 1.0012 | 1.0012 | 1.0012 | 1.0012 | 0 | 0
2014-04-03 10:00 | 10 | 4.92% | 1.1586 | 1.1586 | 23.5498 | 23.5498 | 0.53725 | 1.2894 | 1.2894 | 1.1586 | 1.1586 | 0.13076 | 0.13076
2014-04-03 11:00 | 11 | 3.28% | 0.77243 | 0.77243 | 23.5498 | 23.5498 | 0.60392 | 1.4494 | 1.4494 | 0.77243 | 0.77243 | 0.67698 | 0.67698
2014-04-03 12:00 | 12 | 3.28% | 0.77243 | 0.77243 | 23.5498 | 23.5498 | 0.63971 | 1.5353 | 1.5353 | 0.77243 | 0.77243 | 0.76286 | 0.76286
2014-04-03 13:00 | 13 | 3.28% | 0.77243 | 0.77243 | 23.5498 | 23.5498 | 0.6152 | 1.4765 | 1.4765 | 0.77243 | 0.77243 | 0.70404 | 0.70404
2014-04-03 14:00 | 14 | 3.28% | 0.77243 | 0.77243 | 23.5498 | 23.5498 | 0.50882 | 1.2212 | 1.2212 | 0.77243 | 0.77243 | 0.44874 | 0.44874
2014-04-03 15:00 | 15 | 3.28% | 0.77243 | 0.77243 | 23.5498 | 23.5498 | 0.375 | 0.9 | 0.9 | 0.77243 | 0.77243 | 0.12757 | 0.12757
2014-04-03 16:00 | 16 | 3.28% | 0.77243 | 0.77243 | 23.5498 | 23.5498 | 0.26029 | 0.62471 | 0.62471 | 0.62471 | 0.62471 | 0 | 0
2014-04-03 17:00 | 17 | 4.92% | 1.1586 | 1.1586 | 23.5498 | 23.5498 | 0.11275 | 0.27059 | 0.27059 | 0.27059 | 0.27059 | 0 | 0
2014-04-03 18:00 | 18 | 6.56% | 1.5449 | 1.5449 | 23.5498 | 23.5498 | 0.048529 | 0.11647 | 0.11647 | 0.11647 | 0.11647 | 0 | 0
2014-04-03 19:00 | 19 | 9.84% | 2.3173 | 2.3173 | 23.5498 | 23.5498 | 0.012745 | 0.030588 | 0.030588 | 0.030588 | 0.030588 | 0 | 0
2014-04-03 20:00 | 20 | 8.2% | 1.9311 | 1.9311 | 23.5498 | 23.5498 | 0.0004902 | 0.0011765 | 0.0011765 | 0.0011765 | 0.0011765 | 0 | 0
2014-04-03 21:00 | 21 | 6.56% | 1.5449 | 1.5449 | 23.5498 | 23.5498 | 0 | 0 | 0 | 0 | 0 | 0 | 0
2014-04-03 22:00 | 22 | 4.92% | 1.1586 | 1.1586 | 23.5498 | 23.5498 | 0 | 0 | 0 | 0 | 0 | 0 | 0
2014-04-03 23:00 | 23 | 3.28% | 0.77243 | 0.77243 | 23.5498 | 23.5498 | 0 | 0 | 0 | 0 | 0 | 0 | 0
2014-04-04 | 24 | 1.64% | 0.38622 | 0.38622 | 23.5498 | 23.5498 | 0 | 0 | 0 | 0 | 0 | 0 | 0
2014-04-04 01:00 | 1 | 1.64% | 0.38622 | 0.38622 | 23.5498 | 23.5498 | 0 | 0 | 0 | 0 | 0 | 0 | 0
2014-04-04 02:00 | 2 | 1.64% | 0.38622 | 0.38622 | 23.5498 | 23.5498 | 0 | 0 | 0 | 0 | 0 | 0 | 0
2014-04-04 03:00 | 3 | 1.64% | 0.38622 | 0.38622 | 23.5498 | 23.5498 | 0 | 0 | 0 | 0 | 0 | 0 | 0
2014-04-04 04:00 | 4 | 1.64% | 0.38622 | 0.38622 | 23.5498 | 23.5498 | 0 | 0 | 0 | 0 | 0 | 0 | 0
2014-04-04 05:00 | 5 | 1.64% | 0.38622 | 0.38622 | 23.5498 | 23.5498 | 0 | 0 | 0 | 0 | 0 | 0 | 0
2014-04-04 06:00 | 6 | 3.28% | 0.77243 | 0.77243 | 23.5498 | 23.5498 | 0.0029412 | 0.0070588 | 0.0070588 | 0.0070588 | 0.0070588 | 0 | 0
2014-04-04 07:00 | 7 | 4.92% | 1.1586 | 1.1586 | 23.5498 | 23.5498 | 0.093137 | 0.22353 | 0.22353 | 0.22353 | 0.22353 | 0 | 0
2014-04-04 08:00 | 8 | 6.56% | 1.5449 | 1.5449 | 23.5498 | 23.5498 | 0.26765 | 0.64235 | 0.64235 | 0.64235 | 0.64235 | 0 | 0
2014-04-04 09:00 | 9 | 6.56% | 1.5449 | 1.5449 | 23.5498 | 23.5498 | 0.50049 | 1.2012 | 1.2012 | 1.2012 | 1.2012 | 0 | 0
2014-04-04 10:00 | 10 | 4.92% | 1.1586 | 1.1586 | 23.5498 | 23.5498 | 0.63529 | 1.5247 | 1.5247 | 1.1586 | 1.1586 | 0.36606 | 0.36606
2014-04-04 11:00 | 11 | 3.28% | 0.77243 | 0.77243 | 23.5498 | 23.5498 | 0.63333 | 1.52 | 1.52 | 0.77243 | 0.77243 | 0.74757 | 0.74757
2014-04-04 12:00 | 12 | 3.28% | 0.77243 | 0.77243 | 23.5498 | 23.5498 | 0.64804 | 1.5553 | 1.5553 | 0.77243 | 0.77243 | 0.78286 | 0.78286
2014-04-04 13:00 | 13 | 3.28% | 0.77243 | 0.77243 | 23.5498 | 23.5498 | 0.64069 | 1.5376 | 1.5376 | 0.77243 | 0.77243 | 0.76521 | 0.76521
2014-04-04 14:00 | 14 | 3.28% | 0.77243 | 0.77243 | 23.5498 | 23.5498 | 0.61373 | 1.4729 | 1.4729 | 0.77243 | 0.77243 | 0.70051 | 0.70051
2014-04-04 15:00 | 15 | 3.28% | 0.77243 | 0.77243 | 23.5498 | 23.5498 | 0.42255 | 1.0141 | 1.0141 | 0.77243 | 0.77243 | 0.24168 | 0.24168
2014-04-04 16:00 | 16 | 3.28% | 0.77243 | 0.77243 | 23.5498 | 23.5498 | 0.36078 | 0.86588 | 0.86588 | 0.77243 | 0.77243 | 0.093449 | 0.093449
2014-04-04 17:00 | 17 | 4.92% | 1.1586 | 1.1586 | 23.5498 | 23.5498 | 0.18186 | 0.43647 | 0.43647 | 0.43647 | 0.43647 | 0 | 0
2014-04-04 18:00 | 18 | 6.56% | 1.5449 | 1.5449 | 23.5498 | 23.5498 | 0.063235 | 0.15176 | 0.15176 | 0.15176 | 0.15176 | 0 | 0
2014-04-04 19:00 | 19 | 9.84% | 2.3173 | 2.3173 | 23.5498 | 23.5498 | 0.012255 | 0.029412 | 0.029412 | 0.029412 | 0.029412 | 0 | 0
2014-04-04 20:00 | 20 | 8.2% | 1.9311 | 1.9311 | 23.5498 | 23.5498 | 0.00098039 | 0.0023529 | 0.0023529 | 0.0023529 | 0.0023529 | 0 | 0
2014-04-04 21:00 | 21 | 6.56% | 1.5449 | 1.5449 | 23.5498 | 23.5498 | 0 | 0 | 0 | 0 | 0 | 0 | 0
2014-04-04 22:00 | 22 | 4.92% | 1.1586 | 1.1586 | 23.5498 | 23.5498 | 0 | 0 | 0 | 0 | 0 | 0 | 0
2014-04-04 23:00 | 23 | 3.28% | 0.77243 | 0.77243 | 23.5498 | 23.5498 | 0 | 0 | 0 | 0 | 0 | 0 | 0
2014-04-05 | 24 | 1.64% | 0.38622 | 0.38622 | 23.5498 | 23.5498 | 0 | 0 | 0 | 0 | 0 | 0 | 0
2014-04-05 01:00 | 1 | 1.64% | 0.38622 | 0.38622 | 23.5498 | 23.5498 | 0 | 0 | 0 | 0 | 0 | 0 | 0
2014-04-05 02:00 | 2 | 1.64% | 0.38622 | 0.38622 | 23.5498 | 23.5498 | 0 | 0 | 0 | 0 | 0 | 0 | 0
2014-04-05 03:00 | 3 | 1.64% | 0.38622 | 0.38622 | 23.5498 | 23.5498 | 0 | 0 | 0 | 0 | 0 | 0 | 0
2014-04-05 04:00 | 4 | 1.64% | 0.38622 | 0.38622 | 23.5498 | 23.5498 | 0 | 0 | 0 | 0 | 0 | 0 | 0
2014-04-05 05:00 | 5 | 1.64% | 0.38622 | 0.38622 | 23.5498 | 23.5498 | 0 | 0 | 0 | 0 | 0 | 0 | 0
2014-04-05 06:00 | 6 | 3.28% | 0.77243 | 0.77243 | 23.5498 | 23.5498 | 0.0068627 | 0.016471 | 0.016471 | 0.016471 | 0.016471 | 0 | 0
2014-04-05 07:00 | 7 | 4.92% | 1.1586 | 1.1586 | 23.5498 | 23.5498 | 0.14755 | 0.35412 | 0.35412 | 0.35412 | 0.35412 | 0 | 0
2014-04-05 08:00 | 8 | 6.56% | 1.5449 | 1.5449 | 23.5498 | 23.5498 | 0.34069 | 0.81765 | 0.81765 | 0.81765 | 0.81765 | 0 | 0
2014-04-05 09:00 | 9 | 6.56% | 1.5449 | 1.5449 | 23.5498 | 23.5498 | 0.54412 | 1.3059 | 1.3059 | 1.3059 | 1.3059 | 0 | 0
2014-04-05 10:00 | 10 | 4.92% | 1.1586 | 1.1586 | 23.5498 | 23.5498 | 0.76275 | 1.8306 | 1.8306 | 1.1586 | 1.1586 | 0.67194 | 0.67194
2014-04-05 11:00 | 11 | 3.28% | 0.77243 | 0.77243 | 23.5498 | 23.5498 | 0.82941 | 1.9906 | 1.9906 | 0.77243 | 0.77243 | 1.2182 | 1.2182
2014-04-05 12:00 | 12 | 3.28% | 0.77243 | 0.77243 | 23.5498 | 23.5498 | 0.73775 | 1.7706 | 1.7706 | 0.77243 | 0.77243 | 0.99816 | 0.99816
2014-04-05 13:00 | 13 | 3.28% | 0.77243 | 0.77243 | 23.5498 | 23.5498 | 0.66618 | 1.5988 | 1.5988 | 0.77243 | 0.77243 | 0.82639 | 0.82639
2014-04-05 14:00 | 14 | 3.28% | 0.77243 | 0.77243 | 23.5498 | 23.5498 | 0.56471 | 1.3553 | 1.3553 | 0.77243 | 0.77243 | 0.58286 | 0.58286
2014-04-05 15:00 | 15 | 3.28% | 0.77243 | 0.77243 | 23.5498 | 23.5498 | 0.51324 | 1.2318 | 1.2318 | 0.77243 | 0.77243 | 0.45933 | 0.45933
2014-04-05 16:00 | 16 | 3.28% | 0.77243 | 0.77243 | 23.5498 | 23.5498 | 0.25882 | 0.62118 | 0.62118 | 0.62118 | 0.62118 | 0 | 0
2014-04-05 17:00 | 17 | 4.92% | 1.1586 | 1.1586 | 23.5498 | 23.5498 | 0.15343 | 0.36824 | 0.36824 | 0.36824 | 0.36824 | 0 | 0
2014-04-05 18:00 | 18 | 6.56% | 1.5449 | 1.5449 | 23.5498 | 23.5498 | 0.052451 | 0.12588 | 0.12588 | 0.12588 | 0.12588 | 0 | 0
2014-04-05 19:00 | 19 | 9.84% | 2.3173 | 2.3173 | 23.5498 | 23.5498 | 0.014216 | 0.034118 | 0.034118 | 0.034118 | 0.034118 | 0 | 0
2014-04-05 20:00 | 20 | 8.2% | 1.9311 | 1.9311 | 23.5498 | 23.5498 | 0.0014706 | 0.0035294 | 0.0035294 | 0.0035294 | 0.0035294 | 0 | 0
2014-04-05 21:00 | 21 | 6.56% | 1.5449 | 1.5449 | 23.5498 | 23.5498 | 0 | 0 | 0 | 0 | 0 | 0 | 0
2014-04-05 22:00 | 22 | 4.92% | 1.1586 | 1.1586 | 23.5498 | 23.5498 | 0 | 0 | 0 | 0 | 0 | 0 | 0
2014-04-05 23:00 | 23 | 3.28% | 0.77243 | 0.77243 | 23.5498 | 23.5498 | 0 | 0 | 0 | 0 | 0 | 0 | 0
2014-04-06 | 24 | 1.64% | 0.38622 | 0.38622 | 23.5498 | 23.5498 | 0 | 0 | 0 | 0 | 0 | 0 | 0
2014-04-06 01:00 | 1 | 1.64% | 0.38622 | 0.38622 | 23.5498 | 23.5498 | 0 | 0 | 0 | 0 | 0 | 0 | 0
2014-04-06 02:00 | 2 | 1.64% | 0.38622 | 0.38622 | 23.5498 | 23.5498 | 0 | 0 | 0 | 0 | 0 | 0 | 0
2014-04-06 03:00 | 3 | 1.64% | 0.38622 | 0.38622 | 23.5498 | 23.5498 | 0 | 0 | 0 | 0 | 0 | 0 | 0
2014-04-06 04:00 | 4 | 1.64% | 0.38622 | 0.38622 | 23.5498 | 23.5498 | 0 | 0 | 0 | 0 | 0 | 0 | 0
2014-04-06 05:00 | 5 | 1.64% | 0.38622 | 0.38622 | 23.5498 | 23.5498 | 0 | 0 | 0 | 0 | 0 | 0 | 0
2014-04-06 06:00 | 6 | 3.28% | 0.77243 | 0.77243 | 23.5498 | 23.5498 | 0.0058824 | 0.014118 | 0.014118 | 0.014118 | 0.014118 | 0 | 0
2014-04-06 07:00 | 7 | 4.92% | 1.1586 | 1.1586 | 23.5498 | 23.5498 | 0.097549 | 0.23412 | 0.23412 | 0.23412 | 0.23412 | 0 | 0
2014-04-06 08:00 | 8 | 6.56% | 1.5449 | 1.5449 | 23.5498 | 23.5498 | 0.32598 | 0.78235 | 0.78235 | 0.78235 | 0.78235 | 0 | 0
2014-04-06 09:00 | 9 | 6.56% | 1.5449 | 1.5449 | 23.5498 | 23.5498 | 0.38529 | 0.92471 | 0.92471 | 0.92471 | 0.92471 | 0 | 0
2014-04-06 10:00 | 10 | 4.92% | 1.1586 | 1.1586 | 23.5498 | 23.5498 | 0.575 | 1.38 | 1.38 | 1.1586 | 1.1586 | 0.22135 | 0.22135
2014-04-06 11:00 | 11 | 3.28% | 0.77243 | 0.77243 | 23.5498 | 23.5498 | 0.67696 | 1.6247 | 1.6247 | 0.77243 | 0.77243 | 0.85227 | 0.85227
2014-04-06 12:00 | 12 | 3.28% | 0.77243 | 0.77243 | 23.5498 | 23.5498 | 0.70735 | 1.6976 | 1.6976 | 0.77243 | 0.77243 | 0.92521 | 0.92521
2014-04-06 13:00 | 13 | 3.28% | 0.77243 | 0.77243 | 23.5498 | 23.5498 | 0.6652 | 1.5965 | 1.5965 | 0.77243 | 0.77243 | 0.82404 | 0.82404
2014-04-06 14:00 | 14 | 3.28% | 0.77243 | 0.77243 | 23.5498 | 23.5498 | 0.62598 | 1.5024 | 1.5024 | 0.77243 | 0.77243 | 0.72992 | 0.72992
2014-04-06 15:00 | 15 | 3.28% | 0.77243 | 0.77243 | 23.5498 | 23.5498 | 0.65882 | 1.5812 | 1.5812 | 0.77243 | 0.77243 | 0.80874 | 0.80874
2014-04-06 16:00 | 16 | 3.28% | 0.77243 | 0.77243 | 23.5498 | 23.5498 | 0.45392 | 1.0894 | 1.0894 | 0.77243 | 0.77243 | 0.31698 | 0.31698
2014-04-06 17:00 | 17 | 4.92% | 1.1586 | 1.1586 | 23.5498 | 23.5498 | 0.19461 | 0.46706 | 0.46706 | 0.46706 | 0.46706 | 0 | 0
2014-04-06 18:00 | 18 | 6.56% | 1.5449 | 1.5449 | 23.5498 | 23.5498 | 0.061275 | 0.14706 | 0.14706 | 0.14706 | 0.14706 | 0 | 0
2014-04-06 19:00 | 19 | 9.84% | 2.3173 | 2.3173 | 23.5498 | 23.5498 | 0.014706 | 0.035294 | 0.035294 | 0.035294 | 0.035294 | 0 | 0
2014-04-06 20:00 | 20 | 8.2% | 1.9311 | 1.9311 | 23.5498 | 23.5498 | 0.0014706 | 0.0035294 | 0.0035294 | 0.0035294 | 0.0035294 | 0 | 0
2014-04-06 21:00 | 21 | 6.56% | 1.5449 | 1.5449 | 23.5498 | 23.5498 | 0 | 0 | 0 | 0 | 0 | 0 | 0
2014-04-06 22:00 | 22 | 4.92% | 1.1586 | 1.1586 | 23.5498 | 23.5498 | 0 | 0 | 0 | 0 | 0 | 0 | 0
2014-04-06 23:00 | 23 | 3.28% | 0.77243 | 0.77243 | 23.5498 | 23.5498 | 0 | 0 | 0 | 0 | 0 | 0 | 0
2014-04-07 | 24 | 1.64% | 0.38622 | 0.38622 | 23.5498 | 23.5498 | 0 | 0 | 0 | 0 | 0 | 0 | 0
2014-04-07 01:00 | 1 | 1.64% | 0.38622 | 0.38622 | 23.5498 | 23.5498 | 0 | 0 | 0 | 0 | 0 | 0 | 0
2014-04-07 02:00 | 2 | 1.64% | 0.38622 | 0.38622 | 23.5498 | 23.5498 | 0 | 0 | 0 | 0 | 0 | 0 | 0
2014-04-07 03:00 | 3 | 1.64% | 0.38622 | 0.38622 | 23.5498 | 23.5498 | 0 | 0 | 0 | 0 | 0 | 0 | 0
2014-04-07 04:00 | 4 | 1.64% | 0.38622 | 0.38622 | 23.5498 | 23.5498 | 0 | 0 | 0 | 0 | 0 | 0 | 0
2014-04-07 05:00 | 5 | 1.64% | 0.38622 | 0.38622 | 23.5498 | 23.5498 | 0 | 0 | 0 | 0 | 0 | 0 | 0
2014-04-07 06:00 | 6 | 3.28% | 0.77243 | 0.77243 | 23.5498 | 23.5498 | 0.011765 | 0.028235 | 0.028235 | 0.028235 | 0.028235 | 0 | 0
2014-04-07 07:00 | 7 | 4.92% | 1.1586 | 1.1586 | 23.5498 | 23.5498 | 0.16765 | 0.40235 | 0.40235 | 0.40235 | 0.40235 | 0 | 0
2014-04-07 08:00 | 8 | 6.56% | 1.5449 | 1.5449 | 23.5498 | 23.5498 | 0.41029 | 0.98471 | 0.98471 | 0.98471 | 0.98471 | 0 | 0
2014-04-07 09:00 | 9 | 6.56% | 1.5449 | 1.5449 | 23.5498 | 23.5498 | 0.63235 | 1.5176 | 1.5176 | 1.5176 | 1.5176 | 0 | 0
2014-04-07 10:00 | 10 | 4.92% | 1.1586 | 1.1586 | 23.5498 | 23.5498 | 0.75686 | 1.8165 | 1.8165 | 1.1586 | 1.1586 | 0.65782 | 0.65782
2014-04-07 11:00 | 11 | 3.28% | 0.77243 | 0.77243 | 23.5498 | 23.5498 | 0.76863 | 1.8447 | 1.8447 | 0.77243 | 0.77243 | 1.0723 | 1.0723
2014-04-07 12:00 | 12 | 3.28% | 0.77243 | 0.77243 | 23.5498 | 23.5498 | 0.71471 | 1.7153 | 1.7153 | 0.77243 | 0.77243 | 0.94286 | 0.94286
2014-04-07 13:00 | 13 | 3.28% | 0.77243 | 0.77243 | 23.5498 | 23.5498 | 0.62745 | 1.5059 | 1.5059 | 0.77243 | 0.77243 | 0.73345 | 0.73345
2014-04-07 14:00 | 14 | 3.28% | 0.77243 | 0.77243 | 23.5498 | 23.5498 | 0.49853 | 1.1965 | 1.1965 | 0.77243 | 0.77243 | 0.42404 | 0.42404
2014-04-07 15:00 | 15 | 3.28% | 0.77243 | 0.77243 | 23.5498 | 23.5498 | 0.54559 | 1.3094 | 1.3094 | 0.77243 | 0.77243 | 0.53698 | 0.53698
2014-04-07 16:00 | 16 | 3.28% | 0.77243 | 0.77243 | 23.5498 | 23.5498 | 0.34559 | 0.82941 | 0.82941 | 0.77243 | 0.77243 | 0.056979 | 0.056979
2014-04-07 17:00 | 17 | 4.92% | 1.1586 | 1.1586 | 23.5498 | 23.5498 | 0.15931 | 0.38235 | 0.38235 | 0.38235 | 0.38235 | 0 | 0
2014-04-07 18:00 | 18 | 6.56% | 1.5449 | 1.5449 | 23.5498 | 23.5498 | 0.066667 | 0.16 | 0.16 | 0.16 | 0.16 | 0 | 0
2014-04-07 19:00 | 19 | 9.84% | 2.3173 | 2.3173 | 23.5498 | 23.5498 | 0.016176 | 0.038824 | 0.038824 | 0.038824 | 0.038824 | 0 | 0
2014-04-07 20:00 | 20 | 8.2% | 1.9311 | 1.9311 | 23.5498 | 23.5498 | 0.0014706 | 0.0035294 | 0.0035294 | 0.0035294 | 0.0035294 | 0 | 0
2014-04-07 21:00 | 21 | 6.56% | 1.5449 | 1.5449 | 23.5498 | 23.5498 | 0 | 0 | 0 | 0 | 0 | 0 | 0
2014-04-07 22:00 | 22 | 4.92% | 1.1586 | 1.1586 | 23.5498 | 23.5498 | 0 | 0 | 0 | 0 | 0 | 0 | 0
2014-04-07 23:00 | 23 | 3.28% | 0.77243 | 0.77243 | 23.5498 | 23.5498 | 0 | 0 | 0 | 0 | 0 | 0 | 0
2014-04-08 | 24 | 1.64% | 0.38622 | 0.38622 | 23.5498 | 23.5498 | 0 | 0 | 0 | 0 | 0 | 0 | 0
2014-04-08 01:00 | 1 | 1.64% | 0.38622 | 0.38622 | 23.5498 | 23.5498 | 0 | 0 | 0 | 0 | 0 | 0 | 0
2014-04-08 02:00 | 2 | 1.64% | 0.38622 | 0.38622 | 23.5498 | 23.5498 | 0 | 0 | 0 | 0 | 0 | 0 | 0
2014-04-08 03:00 | 3 | 1.64% | 0.38622 | 0.38622 | 23.5498 | 23.5498 | 0 | 0 | 0 | 0 | 0 | 0 | 0
2014-04-08 04:00 | 4 | 1.64% | 0.38622 | 0.38622 | 23.5498 | 23.5498 | 0 | 0 | 0 | 0 | 0 | 0 | 0
2014-04-08 05:00 | 5 | 1.64% | 0.38622 | 0.38622 | 23.5498 | 23.5498 | 0 | 0 | 0 | 0 | 0 | 0 | 0
2014-04-08 06:00 | 6 | 3.28% | 0.77243 | 0.77243 | 23.5498 | 23.5498 | 0.0098039 | 0.023529 | 0.023529 | 0.023529 | 0.023529 | 0 | 0
2014-04-08 07:00 | 7 | 4.92% | 1.1586 | 1.1586 | 23.5498 | 23.5498 | 0.083333 | 0.2 | 0.2 | 0.2 | 0.2 | 0 | 0
2014-04-08 08:00 | 8 | 6.56% | 1.5449 | 1.5449 | 23.5498 | 23.5498 | 0.21912 | 0.52588 | 0.52588 | 0.52588 | 0.52588 | 0 | 0
2014-04-08 09:00 | 9 | 6.56% | 1.5449 | 1.5449 | 23.5498 | 23.5498 | 0.35833 | 0.86 | 0.86 | 0.86 | 0.86 | 0 | 0
2014-04-08 10:00 | 10 | 4.92% | 1.1586 | 1.1586 | 23.5498 | 23.5498 | 0.4848 | 1.1635 | 1.1635 | 1.1586 | 1.1586 | 0.0048801 | 0.0048801
2014-04-08 11:00 | 11 | 3.28% | 0.77243 | 0.77243 | 23.5498 | 23.5498 | 0.61127 | 1.4671 | 1.4671 | 0.77243 | 0.77243 | 0.69463 | 0.69463
2014-04-08 12:00 | 12 | 3.28% | 0.77243 | 0.77243 | 23.5498 | 23.5498 | 0.62549 | 1.5012 | 1.5012 | 0.77243 | 0.77243 | 0.72874 | 0.72874
2014-04-08 13:00 | 13 | 3.28% | 0.77243 | 0.77243 | 23.5498 | 23.5498 | 0.60882 | 1.4612 | 1.4612 | 0.77243 | 0.77243 | 0.68874 | 0.68874
2014-04-08 14:00 | 14 | 3.28% | 0.77243 | 0.77243 | 23.5498 | 23.5498 | 0.64069 | 1.5376 | 1.5376 | 0.77243 | 0.77243 | 0.76521 | 0.76521
2014-04-08 15:00 | 15 | 3.28% | 0.77243 | 0.77243 | 23.5498 | 23.5498 | 0.42451 | 1.0188 | 1.0188 | 0.77243 | 0.77243 | 0.24639 | 0.24639
2014-04-08 16:00 | 16 | 3.28% | 0.77243 | 0.77243 | 23.5498 | 23.5498 | 0.21569 | 0.51765 | 0.51765 | 0.51765 | 0.51765 | 0 | 0
2014-04-08 17:00 | 17 | 4.92% | 1.1586 | 1.1586 | 23.5498 | 23.5498 | 0.11667 | 0.28 | 0.28 | 0.28 | 0.28 | 0 | 0
2014-04-08 18:00 | 18 | 6.56% | 1.5449 | 1.5449 | 23.5498 | 23.5498 | 0.051471 | 0.12353 | 0.12353 | 0.12353 | 0.12353 | 0 | 0
2014-04-08 19:00 | 19 | 9.84% | 2.3173 | 2.3173 | 23.5498 | 23.5498 | 0.012255 | 0.029412 | 0.029412 | 0.029412 | 0.029412 | 0 | 0
2014-04-08 20:00 | 20 | 8.2% | 1.9311 | 1.9311 | 23.5498 | 23.5498 | 0.00098039 | 0.0023529 | 0.0023529 | 0.0023529 | 0.0023529 | 0 | 0
2014-04-08 21:00 | 21 | 6.56% | 1.5449 | 1.5449 | 23.5498 | 23.5498 | 0 | 0 | 0 | 0 | 0 | 0 | 0
2014-04-08 22:00 | 22 | 4.92% | 1.1586 | 1.1586 | 23.5498 | 23.5498 | 0 | 0 | 0 | 0 | 0 | 0 | 0
2014-04-08 23:00 | 23 | 3.28% | 0.77243 | 0.77243 | 23.5498 | 23.5498 | 0 | 0 | 0 | 0 | 0 | 0 | 0
2014-04-09 | 24 | 1.64% | 0.38622 | 0.38622 | 23.5498 | 23.5498 | 0 | 0 | 0 | 0 | 0 | 0 | 0
2014-04-09 01:00 | 1 | 1.64% | 0.38622 | 0.38622 | 23.5498 | 23.5498 | 0 | 0 | 0 | 0 | 0 | 0 | 0
2014-04-09 02:00 | 2 | 1.64% | 0.38622 | 0.38622 | 23.5498 | 23.5498 | 0 | 0 | 0 | 0 | 0 | 0 | 0
2014-04-09 03:00 | 3 | 1.64% | 0.38622 | 0.38622 | 23.5498 | 23.5498 | 0 | 0 | 0 | 0 | 0 | 0 | 0
2014-04-09 04:00 | 4 | 1.64% | 0.38622 | 0.38622 | 23.5498 | 23.5498 | 0 | 0 | 0 | 0 | 0 | 0 | 0
2014-04-09 05:00 | 5 | 1.64% | 0.38622 | 0.38622 | 23.5498 | 23.5498 | 0 | 0 | 0 | 0 | 0 | 0 | 0
2014-04-09 06:00 | 6 | 3.28% | 0.77243 | 0.77243 | 23.5498 | 23.5498 | 0.0098039 | 0.023529 | 0.023529 | 0.023529 | 0.023529 | 0 | 0
2014-04-09 07:00 | 7 | 4.92% | 1.1586 | 1.1586 | 23.5498 | 23.5498 | 0.095098 | 0.22824 | 0.22824 | 0.22824 | 0.22824 | 0 | 0
2014-04-09 08:00 | 8 | 6.56% | 1.5449 | 1.5449 | 23.5498 | 23.5498 | 0.26373 | 0.63294 | 0.63294 | 0.63294 | 0.63294 | 0 | 0
2014-04-09 09:00 | 9 | 6.56% | 1.5449 | 1.5449 | 23.5498 | 23.5498 | 0.37941 | 0.91059 | 0.91059 | 0.91059 | 0.91059 | 0 | 0
2014-04-09 10:00 | 10 | 4.92% | 1.1586 | 1.1586 | 23.5498 | 23.5498 | 0.49951 | 1.1988 | 1.1988 | 1.1586 | 1.1586 | 0.040174 | 0.040174
2014-04-09 11:00 | 11 | 3.28% | 0.77243 | 0.77243 | 23.5498 | 23.5498 | 0.45196 | 1.0847 | 1.0847 | 0.77243 | 0.77243 | 0.31227 | 0.31227
2014-04-09 12:00 | 12 | 3.28% | 0.77243 | 0.77243 | 23.5498 | 23.5498 | 0.39902 | 0.95765 | 0.95765 | 0.77243 | 0.77243 | 0.18521 | 0.18521
2014-04-09 13:00 | 13 | 3.28% | 0.77243 | 0.77243 | 23.5498 | 23.5498 | 0.51765 | 1.2424 | 1.2424 | 0.77243 | 0.77243 | 0.46992 | 0.46992
2014-04-09 14:00 | 14 | 3.28% | 0.77243 | 0.77243 | 23.5498 | 23.5498 | 0.67549 | 1.6212 | 1.6212 | 0.77243 | 0.77243 | 0.84874 | 0.84874
2014-04-09 15:00 | 15 | 3.28% | 0.77243 | 0.77243 | 23.5498 | 23.5498 | 0.56275 | 1.3506 | 1.3506 | 0.77243 | 0.77243 | 0.57816 | 0.57816
2014-04-09 16:00 | 16 | 3.28% | 0.77243 | 0.77243 | 23.5498 | 23.5498 | 0.41765 | 1.0024 | 1.0024 | 0.77243 | 0.77243 | 0.22992 | 0.22992
2014-04-09 17:00 | 17 | 4.92% | 1.1586 | 1.1586 | 23.5498 | 23.5498 | 0.18725 | 0.44941 | 0.44941 | 0.44941 | 0.44941 | 0 | 0
2014-04-09 18:00 | 18 | 6.56% | 1.5449 | 1.5449 | 23.5498 | 23.5498 | 0.081863 | 0.19647 | 0.19647 | 0.19647 | 0.19647 | 0 | 0
2014-04-09 19:00 | 19 | 9.84% | 2.3173 | 2.3173 | 23.5498 | 23.5498 | 0.015196 | 0.036471 | 0.036471 | 0.036471 | 0.036471 | 0 | 0
2014-04-09 20:00 | 20 | 8.2% | 1.9311 | 1.9311 | 23.5498 | 23.5498 | 0.0019608 | 0.0047059 | 0.0047059 | 0.0047059 | 0.0047059 | 0 | 0
2014-04-09 21:00 | 21 | 6.56% | 1.5449 | 1.5449 | 23.5498 | 23.5498 | 0 | 0 | 0 | 0 | 0 | 0 | 0
2014-04-09 22:00 | 22 | 4.92% | 1.1586 | 1.1586 | 23.5498 | 23.5498 | 0 | 0 | 0 | 0 | 0 | 0 | 0
2014-04-09 23:00 | 23 | 3.28% | 0.77243 | 0.77243 | 23.5498 | 23.5498 | 0 | 0 | 0 | 0 | 0 | 0 | 0
2014-04-10 | 24 | 1.64% | 0.38622 | 0.38622 | 23.5498 | 23.5498 | 0 | 0 | 0 | 0 | 0 | 0 | 0
2014-04-10 01:00 | 1 | 1.64% | 0.38622 | 0.38622 | 23.5498 | 23.5498 | 0 | 0 | 0 | 0 | 0 | 0 | 0
2014-04-10 02:00 | 2 | 1.64% | 0.38622 | 0.38622 | 23.5498 | 23.5498 | 0 | 0 | 0 | 0 | 0 | 0 | 0
2014-04-10 03:00 | 3 | 1.64% | 0.38622 | 0.38622 | 23.5498 | 23.5498 | 0 | 0 | 0 | 0 | 0 | 0 | 0
2014-04-10 04:00 | 4 | 1.64% | 0.38622 | 0.38622 | 23.5498 | 23.5498 | 0 | 0 | 0 | 0 | 0 | 0 | 0
2014-04-10 05:00 | 5 | 1.64% | 0.38622 | 0.38622 | 23.5498 | 23.5498 | 0 | 0 | 0 | 0 | 0 | 0 | 0
2014-04-10 06:00 | 6 | 3.28% | 0.77243 | 0.77243 | 23.5498 | 23.5498 | 0.012255 | 0.029412 | 0.029412 | 0.029412 | 0.029412 | 0 | 0
2014-04-10 07:00 | 7 | 4.92% | 1.1586 | 1.1586 | 23.5498 | 23.5498 | 0.1402 | 0.33647 | 0.33647 | 0.33647 | 0.33647 | 0 | 0
2014-04-10 08:00 | 8 | 6.56% | 1.5449 | 1.5449 | 23.5498 | 23.5498 | 0.36225 | 0.86941 | 0.86941 | 0.86941 | 0.86941 | 0 | 0
2014-04-10 09:00 | 9 | 6.56% | 1.5449 | 1.5449 | 23.5498 | 23.5498 | 0.5451 | 1.3082 | 1.3082 | 1.3082 | 1.3082 | 0 | 0
2014-04-10 10:00 | 10 | 4.92% | 1.1586 | 1.1586 | 23.5498 | 23.5498 | 0.62843 | 1.5082 | 1.5082 | 1.1586 | 1.1586 | 0.34959 | 0.34959
2014-04-10 11:00 | 11 | 3.28% | 0.77243 | 0.77243 | 23.5498 | 23.5498 | 0.69951 | 1.6788 | 1.6788 | 0.77243 | 0.77243 | 0.90639 | 0.90639
2014-04-10 12:00 | 12 | 3.28% | 0.77243 | 0.77243 | 23.5498 | 23.5498 | 0.7152 | 1.7165 | 1.7165 | 0.77243 | 0.77243 | 0.94404 | 0.94404
2014-04-10 13:00 | 13 | 3.28% | 0.77243 | 0.77243 | 23.5498 | 23.5498 | 0.67157 | 1.6118 | 1.6118 | 0.77243 | 0.77243 | 0.83933 | 0.83933
2014-04-10 14:00 | 14 | 3.28% | 0.77243 | 0.77243 | 23.5498 | 23.5498 | 0.67206 | 1.6129 | 1.6129 | 0.77243 | 0.77243 | 0.84051 | 0.84051
2014-04-10 15:00 | 15 | 3.28% | 0.77243 | 0.77243 | 23.5498 | 23.5498 | 0.44314 | 1.0635 | 1.0635 | 0.77243 | 0.77243 | 0.2911 | 0.2911
2014-04-10 16:00 | 16 | 3.28% | 0.77243 | 0.77243 | 23.5498 | 23.5498 | 0.24265 | 0.58235 | 0.58235 | 0.58235 | 0.58235 | 0 | 0
2014-04-10 17:00 | 17 | 4.92% | 1.1586 | 1.1586 | 23.5498 | 23.5498 | 0.1299 | 0.31176 | 0.31176 | 0.31176 | 0.31176 | 0 | 0
2014-04-10 18:00 | 18 | 6.56% | 1.5449 | 1.5449 | 23.5498 | 23.5498 | 0.058824 | 0.14118 | 0.14118 | 0.14118 | 0.14118 | 0 | 0
2014-04-10 19:00 | 19 | 9.84% | 2.3173 | 2.3173 | 23.5498 | 23.5498 | 0.021078 | 0.050588 | 0.050588 | 0.050588 | 0.050588 | 0 | 0
2014-04-10 20:00 | 20 | 8.2% | 1.9311 | 1.9311 | 23.5498 | 23.5498 | 0.0014706 | 0.0035294 | 0.0035294 | 0.0035294 | 0.0035294 | 0 | 0
2014-04-10 21:00 | 21 | 6.56% | 1.5449 | 1.5449 | 23.5498 | 23.5498 | 0 | 0 | 0 | 0 | 0 | 0 | 0
2014-04-10 22:00 | 22 | 4.92% | 1.1586 | 1.1586 | 23.5498 | 23.5498 | 0 | 0 | 0 | 0 | 0 | 0 | 0
2014-04-10 23:00 | 23 | 3.28% | 0.77243 | 0.77243 | 23.5498 | 23.5498 | 0 | 0 | 0 | 0 | 0 | 0 | 0
2014-04-11 | 24 | 1.64% | 0.38622 | 0.38622 | 23.5498 | 23.5498 | 0 | 0 | 0 | 0 | 0 | 0 | 0
2014-04-11 01:00 | 1 | 1.64% | 0.38622 | 0.38622 | 23.5498 | 23.5498 | 0 | 0 | 0 | 0 | 0 | 0 | 0
2014-04-11 02:00 | 2 | 1.64% | 0.38622 | 0.38622 | 23.5498 | 23.5498 | 0 | 0 | 0 | 0 | 0 | 0 | 0
2014-04-11 03:00 | 3 | 1.64% | 0.38622 | 0.38622 | 23.5498 | 23.5498 | 0 | 0 | 0 | 0 | 0 | 0 | 0
2014-04-11 04:00 | 4 | 1.64% | 0.38622 | 0.38622 | 23.5498 | 23.5498 | 0 | 0 | 0 | 0 | 0 | 0 | 0
2014-04-11 05:00 | 5 | 1.64% | 0.38622 | 0.38622 | 23.5498 | 23.5498 | 0 | 0 | 0 | 0 | 0 | 0 | 0
2014-04-11 06:00 | 6 | 3.28% | 0.77243 | 0.77243 | 23.5498 | 23.5498 | 0.018137 | 0.043529 | 0.043529 | 0.043529 | 0.043529 | 0 | 0
2014-04-11 07:00 | 7 | 4.92% | 1.1586 | 1.1586 | 23.5498 | 23.5498 | 0.15343 | 0.36824 | 0.36824 | 0.36824 | 0.36824 | 0 | 0
2014-04-11 08:00 | 8 | 6.56% | 1.5449 | 1.5449 | 23.5498 | 23.5498 | 0.31275 | 0.75059 | 0.75059 | 0.75059 | 0.75059 | 0 | 0
2014-04-11 09:00 | 9 | 6.56% | 1.5449 | 1.5449 | 23.5498 | 23.5498 | 0.41373 | 0.99294 | 0.99294 | 0.99294 | 0.99294 | 0 | 0
2014-04-11 10:00 | 10 | 4.92% | 1.1586 | 1.1586 | 23.5498 | 23.5498 | 0.57059 | 1.3694 | 1.3694 | 1.1586 | 1.1586 | 0.21076 | 0.21076
2014-04-11 11:00 | 11 | 3.28% | 0.77243 | 0.77243 | 23.5498 | 23.5498 | 0.64069 | 1.5376 | 1.5376 | 0.77243 | 0.77243 | 0.76521 | 0.76521
2014-04-11 12:00 | 12 | 3.28% | 0.77243 | 0.77243 | 23.5498 | 23.5498 | 0.63431 | 1.5224 | 1.5224 | 0.77243 | 0.77243 | 0.74992 | 0.74992
2014-04-11 13:00 | 13 | 3.28% | 0.77243 | 0.77243 | 23.5498 | 23.5498 | 0.72696 | 1.7447 | 1.7447 | 0.77243 | 0.77243 | 0.97227 | 0.97227
2014-04-11 14:00 | 14 | 3.28% | 0.77243 | 0.77243 | 23.5498 | 23.5498 | 0.73235 | 1.7576 | 1.7576 | 0.77243 | 0.77243 | 0.98521 | 0.98521
2014-04-11 15:00 | 15 | 3.28% | 0.77243 | 0.77243 | 23.5498 | 23.5498 | 0.57402 | 1.3776 | 1.3776 | 0.77243 | 0.77243 | 0.60521 | 0.60521
2014-04-11 16:00 | 16 | 3.28% | 0.77243 | 0.77243 | 23.5498 | 23.5498 | 0.35735 | 0.85765 | 0.85765 | 0.77243 | 0.77243 | 0.085214 | 0.085214
2014-04-11 17:00 | 17 | 4.92% | 1.1586 | 1.1586 | 23.5498 | 23.5498 | 0.14069 | 0.33765 | 0.33765 | 0.33765 | 0.33765 | 0 | 0
2014-04-11 18:00 | 18 | 6.56% | 1.5449 | 1.5449 | 23.5498 | 23.5498 | 0.081373 | 0.19529 | 0.19529 | 0.19529 | 0.19529 | 0 | 0
2014-04-11 19:00 | 19 | 9.84% | 2.3173 | 2.3173 | 23.5498 | 23.5498 | 0.02451 | 0.058824 | 0.058824 | 0.058824 | 0.058824 | 0 | 0
2014-04-11 20:00 | 20 | 8.2% | 1.9311 | 1.9311 | 23.5498 | 23.5498 | 0.0044118 | 0.010588 | 0.010588 | 0.010588 | 0.010588 | 0 | 0
2014-04-11 21:00 | 21 | 6.56% | 1.5449 | 1.5449 | 23.5498 | 23.5498 | 0 | 0 | 0 | 0 | 0 | 0 | 0
2014-04-11 22:00 | 22 | 4.92% | 1.1586 | 1.1586 | 23.5498 | 23.5498 | 0 | 0 | 0 | 0 | 0 | 0 | 0
2014-04-11 23:00 | 23 | 3.28% | 0.77243 | 0.77243 | 23.5498 | 23.5498 | 0 | 0 | 0 | 0 | 0 | 0 | 0
2014-04-12 | 24 | 1.64% | 0.38622 | 0.38622 | 23.5498 | 23.5498 | 0 | 0 | 0 | 0 | 0 | 0 | 0
2014-04-12 01:00 | 1 | 1.64% | 0.38622 | 0.38622 | 23.5498 | 23.5498 | 0 | 0 | 0 | 0 | 0 | 0 | 0
2014-04-12 02:00 | 2 | 1.64% | 0.38622 | 0.38622 | 23.5498 | 23.5498 | 0 | 0 | 0 | 0 | 0 | 0 | 0
2014-04-12 03:00 | 3 | 1.64% | 0.38622 | 0.38622 | 23.5498 | 23.5498 | 0 | 0 | 0 | 0 | 0 | 0 | 0
2014-04-12 04:00 | 4 | 1.64% | 0.38622 | 0.38622 | 23.5498 | 23.5498 | 0 | 0 | 0 | 0 | 0 | 0 | 0
2014-04-12 05:00 | 5 | 1.64% | 0.38622 | 0.38622 | 23.5498 | 23.5498 | 0 | 0 | 0 | 0 | 0 | 0 | 0
2014-04-12 06:00 | 6 | 3.28% | 0.77243 | 0.77243 | 23.5498 | 23.5498 | 0.020588 | 0.049412 | 0.049412 | 0.049412 | 0.049412 | 0 | 0
2014-04-12 07:00 | 7 | 4.92% | 1.1586 | 1.1586 | 23.5498 | 23.5498 | 0.14657 | 0.35176 | 0.35176 | 0.35176 | 0.35176 | 0 | 0
2014-04-12 08:00 | 8 | 6.56% | 1.5449 | 1.5449 | 23.5498 | 23.5498 | 0.32059 | 0.76941 | 0.76941 | 0.76941 | 0.76941 | 0 | 0
2014-04-12 09:00 | 9 | 6.56% | 1.5449 | 1.5449 | 23.5498 | 23.5498 | 0.50049 | 1.2012 | 1.2012 | 1.2012 | 1.2012 | 0 | 0
2014-04-12 10:00 | 10 | 4.92% | 1.1586 | 1.1586 | 23.5498 | 23.5498 | 0.69069 | 1.6576 | 1.6576 | 1.1586 | 1.1586 | 0.499 | 0.499
2014-04-12 11:00 | 11 | 3.28% | 0.77243 | 0.77243 | 23.5498 | 23.5498 | 0.76961 | 1.8471 | 1.8471 | 0.77243 | 0.77243 | 1.0746 | 1.0746
2014-04-12 12:00 | 12 | 3.28% | 0.77243 | 0.77243 | 23.5498 | 23.5498 | 0.75931 | 1.8224 | 1.8224 | 0.77243 | 0.77243 | 1.0499 | 1.0499
2014-04-12 13:00 | 13 | 3.28% | 0.77243 | 0.77243 | 23.5498 | 23.5498 | 0.61912 | 1.4859 | 1.4859 | 0.77243 | 0.77243 | 0.71345 | 0.71345
2014-04-12 14:00 | 14 | 3.28% | 0.77243 | 0.77243 | 23.5498 | 23.5498 | 0.5402 | 1.2965 | 1.2965 | 0.77243 | 0.77243 | 0.52404 | 0.52404
2014-04-12 15:00 | 15 | 3.28% | 0.77243 | 0.77243 | 23.5498 | 23.5498 | 0.44804 | 1.0753 | 1.0753 | 0.77243 | 0.77243 | 0.30286 | 0.30286
2014-04-12 16:00 | 16 | 3.28% | 0.77243 | 0.77243 | 23.5498 | 23.5498 | 0.29559 | 0.70941 | 0.70941 | 0.70941 | 0.70941 | 0 | 0
2014-04-12 17:00 | 17 | 4.92% | 1.1586 | 1.1586 | 23.5498 | 23.5498 | 0.13725 | 0.32941 | 0.32941 | 0.32941 | 0.32941 | 0 | 0
2014-04-12 18:00 | 18 | 6.56% | 1.5449 | 1.5449 | 23.5498 | 23.5498 | 0.05049 | 0.12118 | 0.12118 | 0.12118 | 0.12118 | 0 | 0
2014-04-12 19:00 | 19 | 9.84% | 2.3173 | 2.3173 | 23.5498 | 23.5498 | 0.019118 | 0.045882 | 0.045882 | 0.045882 | 0.045882 | 0 | 0
2014-04-12 20:00 | 20 | 8.2% | 1.9311 | 1.9311 | 23.5498 | 23.5498 | 0.0014706 | 0.0035294 | 0.0035294 | 0.0035294 | 0.0035294 | 0 | 0
2014-04-12 21:00 | 21 | 6.56% | 1.5449 | 1.5449 | 23.5498 | 23.5498 | 0 | 0 | 0 | 0 | 0 | 0 | 0
2014-04-12 22:00 | 22 | 4.92% | 1.1586 | 1.1586 | 23.5498 | 23.5498 | 0 | 0 | 0 | 0 | 0 | 0 | 0
2014-04-12 23:00 | 23 | 3.28% | 0.77243 | 0.77243 | 23.5498 | 23.5498 | 0 | 0 | 0 | 0 | 0 | 0 | 0
2014-04-13 | 24 | 1.64% | 0.38622 | 0.38622 | 23.5498 | 23.5498 | 0 | 0 | 0 | 0 | 0 | 0 | 0
2014-04-13 01:00 | 1 | 1.64% | 0.38622 | 0.38622 | 23.5498 | 23.5498 | 0 | 0 | 0 | 0 | 0 | 0 | 0
2014-04-13 02:00 | 2 | 1.64% | 0.38622 | 0.38622 | 23.5498 | 23.5498 | 0 | 0 | 0 | 0 | 0 | 0 | 0
2014-04-13 03:00 | 3 | 1.64% | 0.38622 | 0.38622 | 23.5498 | 23.5498 | 0 | 0 | 0 | 0 | 0 | 0 | 0
2014-04-13 04:00 | 4 | 1.64% | 0.38622 | 0.38622 | 23.5498 | 23.5498 | 0 | 0 | 0 | 0 | 0 | 0 | 0
2014-04-13 05:00 | 5 | 1.64% | 0.38622 | 0.38622 | 23.5498 | 23.5498 | 0 | 0 | 0 | 0 | 0 | 0 | 0
2014-04-13 06:00 | 6 | 3.28% | 0.77243 | 0.77243 | 23.5498 | 23.5498 | 0.019118 | 0.045882 | 0.045882 | 0.045882 | 0.045882 | 0 | 0
2014-04-13 07:00 | 7 | 4.92% | 1.1586 | 1.1586 | 23.5498 | 23.5498 | 0.14363 | 0.34471 | 0.34471 | 0.34471 | 0.34471 | 0 | 0
2014-04-13 08:00 | 8 | 6.56% | 1.5449 | 1.5449 | 23.5498 | 23.5498 | 0.30049 | 0.72118 | 0.72118 | 0.72118 | 0.72118 | 0 | 0
2014-04-13 09:00 | 9 | 6.56% | 1.5449 | 1.5449 | 23.5498 | 23.5498 | 0.45 | 1.08 | 1.08 | 1.08 | 1.08 | 0 | 0
2014-04-13 10:00 | 10 | 4.92% | 1.1586 | 1.1586 | 23.5498 | 23.5498 | 0.66863 | 1.6047 | 1.6047 | 1.1586 | 1.1586 | 0.44606 | 0.44606
2014-04-13 11:00 | 11 | 3.28% | 0.77243 | 0.77243 | 23.5498 | 23.5498 | 0.71961 | 1.7271 | 1.7271 | 0.77243 | 0.77243 | 0.95463 | 0.95463
2014-04-13 12:00 | 12 | 3.28% | 0.77243 | 0.77243 | 23.5498 | 23.5498 | 0.78824 | 1.8918 | 1.8918 | 0.77243 | 0.77243 | 1.1193 | 1.1193
2014-04-13 13:00 | 13 | 3.28% | 0.77243 | 0.77243 | 23.5498 | 23.5498 | 0.67353 | 1.6165 | 1.6165 | 0.77243 | 0.77243 | 0.84404 | 0.84404
2014-04-13 14:00 | 14 | 3.28% | 0.77243 | 0.77243 | 23.5498 | 23.5498 | 0.66373 | 1.5929 | 1.5929 | 0.77243 | 0.77243 | 0.82051 | 0.82051
2014-04-13 15:00 | 15 | 3.28% | 0.77243 | 0.77243 | 23.5498 | 23.5498 | 0.53333 | 1.28 | 1.28 | 0.77243 | 0.77243 | 0.50757 | 0.50757
2014-04-13 16:00 | 16 | 3.28% | 0.77243 | 0.77243 | 23.5498 | 23.5498 | 0.3152 | 0.75647 | 0.75647 | 0.75647 | 0.75647 | 0 | 0
2014-04-13 17:00 | 17 | 4.92% | 1.1586 | 1.1586 | 23.5498 | 23.5498 | 0.16471 | 0.39529 | 0.39529 | 0.39529 | 0.39529 | 0 | 0
2014-04-13 18:00 | 18 | 6.56% | 1.5449 | 1.5449 | 23.5498 | 23.5498 | 0.058824 | 0.14118 | 0.14118 | 0.14118 | 0.14118 | 0 | 0
2014-04-13 19:00 | 19 | 9.84% | 2.3173 | 2.3173 | 23.5498 | 23.5498 | 0.018627 | 0.044706 | 0.044706 | 0.044706 | 0.044706 | 0 | 0
2014-04-13 20:00 | 20 | 8.2% | 1.9311 | 1.9311 | 23.5498 | 23.5498 | 0.0019608 | 0.0047059 | 0.0047059 | 0.0047059 | 0.0047059 | 0 | 0
2014-04-13 21:00 | 21 | 6.56% | 1.5449 | 1.5449 | 23.5498 | 23.5498 | 0 | 0 | 0 | 0 | 0 | 0 | 0
2014-04-13 22:00 | 22 | 4.92% | 1.1586 | 1.1586 | 23.5498 | 23.5498 | 0 | 0 | 0 | 0 | 0 | 0 | 0
2014-04-13 23:00 | 23 | 3.28% | 0.77243 | 0.77243 | 23.5498 | 23.5498 | 0 | 0 | 0 | 0 | 0 | 0 | 0
2014-04-14 | 24 | 1.64% | 0.38622 | 0.38622 | 23.5498 | 23.5498 | 0 | 0 | 0 | 0 | 0 | 0 | 0
2014-04-14 01:00 | 1 | 1.64% | 0.38622 | 0.38622 | 23.5498 | 23.5498 | 0 | 0 | 0 | 0 | 0 | 0 | 0
2014-04-14 02:00 | 2 | 1.64% | 0.38622 | 0.38622 | 23.5498 | 23.5498 | 0 | 0 | 0 | 0 | 0 | 0 | 0
2014-04-14 03:00 | 3 | 1.64% | 0.38622 | 0.38622 | 23.5498 | 23.5498 | 0 | 0 | 0 | 0 | 0 | 0 | 0
2014-04-14 04:00 | 4 | 1.64% | 0.38622 | 0.38622 | 23.5498 | 23.5498 | 0 | 0 | 0 | 0 | 0 | 0 | 0
2014-04-14 05:00 | 5 | 1.64% | 0.38622 | 0.38622 | 23.5498 | 23.5498 | 0 | 0 | 0 | 0 | 0 | 0 | 0
2014-04-14 06:00 | 6 | 3.28% | 0.77243 | 0.77243 | 23.5498 | 23.5498 | 0.02598 | 0.062353 | 0.062353 | 0.062353 | 0.062353 | 0 | 0
2014-04-14 07:00 | 7 | 4.92% | 1.1586 | 1.1586 | 23.5498 | 23.5498 | 0.17157 | 0.41176 | 0.41176 | 0.41176 | 0.41176 | 0 | 0
2014-04-14 08:00 | 8 | 6.56% | 1.5449 | 1.5449 | 23.5498 | 23.5498 | 0.37255 | 0.89412 | 0.89412 | 0.89412 | 0.89412 | 0 | 0
2014-04-14 09:00 | 9 | 6.56% | 1.5449 | 1.5449 | 23.5498 | 23.5498 | 0.57157 | 1.3718 | 1.3718 | 1.3718 | 1.3718 | 0 | 0
2014-04-14 10:00 | 10 | 4.92% | 1.1586 | 1.1586 | 23.5498 | 23.5498 | 0.72549 | 1.7412 | 1.7412 | 1.1586 | 1.1586 | 0.58253 | 0.58253
2014-04-14 11:00 | 11 | 3.28% | 0.77243 | 0.77243 | 23.5498 | 23.5498 | 0.70147 | 1.6835 | 1.6835 | 0.77243 | 0.77243 | 0.9111 | 0.9111
2014-04-14 12:00 | 12 | 3.28% | 0.77243 | 0.77243 | 23.5498 | 23.5498 | 0.75 | 1.8 | 1.8 | 0.77243 | 0.77243 | 1.0276 | 1.0276
2014-04-14 13:00 | 13 | 3.28% | 0.77243 | 0.77243 | 23.5498 | 23.5498 | 0.80392 | 1.9294 | 1.9294 | 0.77243 | 0.77243 | 1.157 | 1.157
2014-04-14 14:00 | 14 | 3.28% | 0.77243 | 0.77243 | 23.5498 | 23.5498 | 0.71275 | 1.7106 | 1.7106 | 0.77243 | 0.77243 | 0.93816 | 0.93816
2014-04-14 15:00 | 15 | 3.28% | 0.77243 | 0.77243 | 23.5498 | 23.5498 | 0.53971 | 1.2953 | 1.2953 | 0.77243 | 0.77243 | 0.52286 | 0.52286
2014-04-14 16:00 | 16 | 3.28% | 0.77243 | 0.77243 | 23.5498 | 23.5498 | 0.37843 | 0.90824 | 0.90824 | 0.77243 | 0.77243 | 0.1358 | 0.1358
2014-04-14 17:00 | 17 | 4.92% | 1.1586 | 1.1586 | 23.5498 | 23.5498 | 0.17402 | 0.41765 | 0.41765 | 0.41765 | 0.41765 | 0 | 0
2014-04-14 18:00 | 18 | 6.56% | 1.5449 | 1.5449 | 23.5498 | 23.5498 | 0.071078 | 0.17059 | 0.17059 | 0.17059 | 0.17059 | 0 | 0
2014-04-14 19:00 | 19 | 9.84% | 2.3173 | 2.3173 | 23.5498 | 23.5498 | 0.02598 | 0.062353 | 0.062353 | 0.062353 | 0.062353 | 0 | 0
2014-04-14 20:00 | 20 | 8.2% | 1.9311 | 1.9311 | 23.5498 | 23.5498 | 0.0039216 | 0.0094118 | 0.0094118 | 0.0094118 | 0.0094118 | 0 | 0
2014-04-14 21:00 | 21 | 6.56% | 1.5449 | 1.5449 | 23.5498 | 23.5498 | 0 | 0 | 0 | 0 | 0 | 0 | 0
2014-04-14 22:00 | 22 | 4.92% | 1.1586 | 1.1586 | 23.5498 | 23.5498 | 0 | 0 | 0 | 0 | 0 | 0 | 0
2014-04-14 23:00 | 23 | 3.28% | 0.77243 | 0.77243 | 23.5498 | 23.5498 | 0 | 0 | 0 | 0 | 0 | 0 | 0
2014-04-15 | 24 | 1.64% | 0.38622 | 0.38622 | 23.5498 | 23.5498 | 0 | 0 | 0 | 0 | 0 | 0 | 0
2014-04-15 01:00 | 1 | 1.64% | 0.38622 | 0.38622 | 23.5498 | 23.5498 | 0 | 0 | 0 | 0 | 0 | 0 | 0
2014-04-15 02:00 | 2 | 1.64% | 0.38622 | 0.38622 | 23.5498 | 23.5498 | 0 | 0 | 0 | 0 | 0 | 0 | 0
2014-04-15 03:00 | 3 | 1.64% | 0.38622 | 0.38622 | 23.5498 | 23.5498 | 0 | 0 | 0 | 0 | 0 | 0 | 0
2014-04-15 04:00 | 4 | 1.64% | 0.38622 | 0.38622 | 23.5498 | 23.5498 | 0 | 0 | 0 | 0 | 0 | 0 | 0
2014-04-15 05:00 | 5 | 1.64% | 0.38622 | 0.38622 | 23.5498 | 23.5498 | 0 | 0 | 0 | 0 | 0 | 0 | 0
2014-04-15 06:00 | 6 | 3.28% | 0.77243 | 0.77243 | 23.5498 | 23.5498 | 0.034314 | 0.082353 | 0.082353 | 0.082353 | 0.082353 | 0 | 0
2014-04-15 07:00 | 7 | 4.92% | 1.1586 | 1.1586 | 23.5498 | 23.5498 | 0.13578 | 0.32588 | 0.32588 | 0.32588 | 0.32588 | 0 | 0
2014-04-15 08:00 | 8 | 6.56% | 1.5449 | 1.5449 | 23.5498 | 23.5498 | 0.34314 | 0.82353 | 0.82353 | 0.82353 | 0.82353 | 0 | 0
2014-04-15 09:00 | 9 | 6.56% | 1.5449 | 1.5449 | 23.5498 | 23.5498 | 0.51569 | 1.2376 | 1.2376 | 1.2376 | 1.2376 | 0 | 0
2014-04-15 10:00 | 10 | 4.92% | 1.1586 | 1.1586 | 23.5498 | 23.5498 | 0.54461 | 1.3071 | 1.3071 | 1.1586 | 1.1586 | 0.14841 | 0.14841
2014-04-15 11:00 | 11 | 3.28% | 0.77243 | 0.77243 | 23.5498 | 23.5498 | 0.60392 | 1.4494 | 1.4494 | 0.77243 | 0.77243 | 0.67698 | 0.67698
2014-04-15 12:00 | 12 | 3.28% | 0.77243 | 0.77243 | 23.5498 | 23.5498 | 0.61127 | 1.4671 | 1.4671 | 0.77243 | 0.77243 | 0.69463 | 0.69463
2014-04-15 13:00 | 13 | 3.28% | 0.77243 | 0.77243 | 23.5498 | 23.5498 | 0.5799 | 1.3918 | 1.3918 | 0.77243 | 0.77243 | 0.61933 | 0.61933
2014-04-15 14:00 | 14 | 3.28% | 0.77243 | 0.77243 | 23.5498 | 23.5498 | 0.45686 | 1.0965 | 1.0965 | 0.77243 | 0.77243 | 0.32404 | 0.32404
2014-04-15 15:00 | 15 | 3.28% | 0.77243 | 0.77243 | 23.5498 | 23.5498 | 0.37794 | 0.90706 | 0.90706 | 0.77243 | 0.77243 | 0.13463 | 0.13463
2014-04-15 16:00 | 16 | 3.28% | 0.77243 | 0.77243 | 23.5498 | 23.5498 | 0.2701 | 0.64824 | 0.64824 | 0.64824 | 0.64824 | 0 | 0
2014-04-15 17:00 | 17 | 4.92% | 1.1586 | 1.1586 | 23.5498 | 23.5498 | 0.13039 | 0.31294 | 0.31294 | 0.31294 | 0.31294 | 0 | 0
2014-04-15 18:00 | 18 | 6.56% | 1.5449 | 1.5449 | 23.5498 | 23.5498 | 0.059314 | 0.14235 | 0.14235 | 0.14235 | 0.14235 | 0 | 0
2014-04-15 19:00 | 19 | 9.84% | 2.3173 | 2.3173 | 23.5498 | 23.5498 | 0.023039 | 0.055294 | 0.055294 | 0.055294 | 0.055294 | 0 | 0
2014-04-15 20:00 | 20 | 8.2% | 1.9311 | 1.9311 | 23.5498 | 23.5498 | 0.0019608 | 0.0047059 | 0.0047059 | 0.0047059 | 0.0047059 | 0 | 0
2014-04-15 21:00 | 21 | 6.56% | 1.5449 | 1.5449 | 23.5498 | 23.5498 | 0 | 0 | 0 | 0 | 0 | 0 | 0
2014-04-15 22:00 | 22 | 4.92% | 1.1586 | 1.1586 | 23.5498 | 23.5498 | 0 | 0 | 0 | 0 | 0 | 0 | 0
2014-04-15 23:00 | 23 | 3.28% | 0.77243 | 0.77243 | 23.5498 | 23.5498 | 0 | 0 | 0 | 0 | 0 | 0 | 0
2014-04-16 | 24 | 1.64% | 0.38622 | 0.38622 | 23.5498 | 23.5498 | 0 | 0 | 0 | 0 | 0 | 0 | 0
2014-04-16 01:00 | 1 | 1.64% | 0.38622 | 0.38622 | 23.5498 | 23.5498 | 0 | 0 | 0 | 0 | 0 | 0 | 0
2014-04-16 02:00 | 2 | 1.64% | 0.38622 | 0.38622 | 23.5498 | 23.5498 | 0 | 0 | 0 | 0 | 0 | 0 | 0
2014-04-16 03:00 | 3 | 1.64% | 0.38622 | 0.38622 | 23.5498 | 23.5498 | 0 | 0 | 0 | 0 | 0 | 0 | 0
2014-04-16 04:00 | 4 | 1.64% | 0.38622 | 0.38622 | 23.5498 | 23.5498 | 0 | 0 | 0 | 0 | 0 | 0 | 0
2014-04-16 05:00 | 5 | 1.64% | 0.38622 | 0.38622 | 23.5498 | 23.5498 | 0 | 0 | 0 | 0 | 0 | 0 | 0
2014-04-16 06:00 | 6 | 3.28% | 0.77243 | 0.77243 | 23.5498 | 23.5498 | 0.029412 | 0.070588 | 0.070588 | 0.070588 | 0.070588 | 0 | 0
2014-04-16 07:00 | 7 | 4.92% | 1.1586 | 1.1586 | 23.5498 | 23.5498 | 0.1549 | 0.37176 | 0.37176 | 0.37176 | 0.37176 | 0 | 0
2014-04-16 08:00 | 8 | 6.56% | 1.5449 | 1.5449 | 23.5498 | 23.5498 | 0.22353 | 0.53647 | 0.53647 | 0.53647 | 0.53647 | 0 | 0
2014-04-16 09:00 | 9 | 6.56% | 1.5449 | 1.5449 | 23.5498 | 23.5498 | 0.39314 | 0.94353 | 0.94353 | 0.94353 | 0.94353 | 0 | 0
2014-04-16 10:00 | 10 | 4.92% | 1.1586 | 1.1586 | 23.5498 | 23.5498 | 0.51863 | 1.2447 | 1.2447 | 1.1586 | 1.1586 | 0.086057 | 0.086057
2014-04-16 11:00 | 11 | 3.28% | 0.77243 | 0.77243 | 23.5498 | 23.5498 | 0.55098 | 1.3224 | 1.3224 | 0.77243 | 0.77243 | 0.54992 | 0.54992
2014-04-16 12:00 | 12 | 3.28% | 0.77243 | 0.77243 | 23.5498 | 23.5498 | 0.53431 | 1.2824 | 1.2824 | 0.77243 | 0.77243 | 0.50992 | 0.50992
2014-04-16 13:00 | 13 | 3.28% | 0.77243 | 0.77243 | 23.5498 | 23.5498 | 0.49461 | 1.1871 | 1.1871 | 0.77243 | 0.77243 | 0.41463 | 0.41463
2014-04-16 14:00 | 14 | 3.28% | 0.77243 | 0.77243 | 23.5498 | 23.5498 | 0.40196 | 0.96471 | 0.96471 | 0.77243 | 0.77243 | 0.19227 | 0.19227
2014-04-16 15:00 | 15 | 3.28% | 0.77243 | 0.77243 | 23.5498 | 23.5498 | 0.275 | 0.66 | 0.66 | 0.66 | 0.66 | 0 | 0
2014-04-16 16:00 | 16 | 3.28% | 0.77243 | 0.77243 | 23.5498 | 23.5498 | 0.18186 | 0.43647 | 0.43647 | 0.43647 | 0.43647 | 0 | 0
2014-04-16 17:00 | 17 | 4.92% | 1.1586 | 1.1586 | 23.5498 | 23.5498 | 0.11127 | 0.26706 | 0.26706 | 0.26706 | 0.26706 | 0 | 0
2014-04-16 18:00 | 18 | 6.56% | 1.5449 | 1.5449 | 23.5498 | 23.5498 | 0.064706 | 0.15529 | 0.15529 | 0.15529 | 0.15529 | 0 | 0
2014-04-16 19:00 | 19 | 9.84% | 2.3173 | 2.3173 | 23.5498 | 23.5498 | 0.020098 | 0.048235 | 0.048235 | 0.048235 | 0.048235 | 0 | 0
2014-04-16 20:00 | 20 | 8.2% | 1.9311 | 1.9311 | 23.5498 | 23.5498 | 0.0029412 | 0.0070588 | 0.0070588 | 0.0070588 | 0.0070588 | 0 | 0
2014-04-16 21:00 | 21 | 6.56% | 1.5449 | 1.5449 | 23.5498 | 23.5498 | 0 | 0 | 0 | 0 | 0 | 0 | 0
2014-04-16 22:00 | 22 | 4.92% | 1.1586 | 1.1586 | 23.5498 | 23.5498 | 0 | 0 | 0 | 0 | 0 | 0 | 0
2014-04-16 23:00 | 23 | 3.28% | 0.77243 | 0.77243 | 23.5498 | 23.5498 | 0 | 0 | 0 | 0 | 0 | 0 | 0
2014-04-17 | 24 | 1.64% | 0.38622 | 0.38622 | 23.5498 | 23.5498 | 0 | 0 | 0 | 0 | 0 | 0 | 0
2014-04-17 01:00 | 1 | 1.64% | 0.38622 | 0.38622 | 23.5498 | 23.5498 | 0 | 0 | 0 | 0 | 0 | 0 | 0
2014-04-17 02:00 | 2 | 1.64% | 0.38622 | 0.38622 | 23.5498 | 23.5498 | 0 | 0 | 0 | 0 | 0 | 0 | 0
2014-04-17 03:00 | 3 | 1.64% | 0.38622 | 0.38622 | 23.5498 | 23.5498 | 0 | 0 | 0 | 0 | 0 | 0 | 0
2014-04-17 04:00 | 4 | 1.64% | 0.38622 | 0.38622 | 23.5498 | 23.5498 | 0 | 0 | 0 | 0 | 0 | 0 | 0
2014-04-17 05:00 | 5 | 1.64% | 0.38622 | 0.38622 | 23.5498 | 23.5498 | 0 | 0 | 0 | 0 | 0 | 0 | 0
2014-04-17 06:00 | 6 | 3.28% | 0.77243 | 0.77243 | 23.5498 | 23.5498 | 0.010784 | 0.025882 | 0.025882 | 0.025882 | 0.025882 | 0 | 0
2014-04-17 07:00 | 7 | 4.92% | 1.1586 | 1.1586 | 23.5498 | 23.5498 | 0.071569 | 0.17176 | 0.17176 | 0.17176 | 0.17176 | 0 | 0
2014-04-17 08:00 | 8 | 6.56% | 1.5449 | 1.5449 | 23.5498 | 23.5498 | 0.21863 | 0.52471 | 0.52471 | 0.52471 | 0.52471 | 0 | 0
2014-04-17 09:00 | 9 | 6.56% | 1.5449 | 1.5449 | 23.5498 | 23.5498 | 0.32402 | 0.77765 | 0.77765 | 0.77765 | 0.77765 | 0 | 0
2014-04-17 10:00 | 10 | 4.92% | 1.1586 | 1.1586 | 23.5498 | 23.5498 | 0.43775 | 1.0506 | 1.0506 | 1.0506 | 1.0506 | 0 | 0
2014-04-17 11:00 | 11 | 3.28% | 0.77243 | 0.77243 | 23.5498 | 23.5498 | 0.53775 | 1.2906 | 1.2906 | 0.77243 | 0.77243 | 0.51816 | 0.51816
2014-04-17 12:00 | 12 | 3.28% | 0.77243 | 0.77243 | 23.5498 | 23.5498 | 0.43382 | 1.0412 | 1.0412 | 0.77243 | 0.77243 | 0.26874 | 0.26874
2014-04-17 13:00 | 13 | 3.28% | 0.77243 | 0.77243 | 23.5498 | 23.5498 | 0.40882 | 0.98118 | 0.98118 | 0.77243 | 0.77243 | 0.20874 | 0.20874
2014-04-17 14:00 | 14 | 3.28% | 0.77243 | 0.77243 | 23.5498 | 23.5498 | 0.31176 | 0.74824 | 0.74824 | 0.74824 | 0.74824 | 0 | 0
2014-04-17 15:00 | 15 | 3.28% | 0.77243 | 0.77243 | 23.5498 | 23.5498 | 0.29755 | 0.71412 | 0.71412 | 0.71412 | 0.71412 | 0 | 0
2014-04-17 16:00 | 16 | 3.28% | 0.77243 | 0.77243 | 23.5498 | 23.5498 | 0.24804 | 0.59529 | 0.59529 | 0.59529 | 0.59529 | 0 | 0
2014-04-17 17:00 | 17 | 4.92% | 1.1586 | 1.1586 | 23.5498 | 23.5498 | 0.15098 | 0.36235 | 0.36235 | 0.36235 | 0.36235 | 0 | 0
2014-04-17 18:00 | 18 | 6.56% | 1.5449 | 1.5449 | 23.5498 | 23.5498 | 0.072549 | 0.17412 | 0.17412 | 0.17412 | 0.17412 | 0 | 0
2014-04-17 19:00 | 19 | 9.84% | 2.3173 | 2.3173 | 23.5498 | 23.5498 | 0.02402 | 0.057647 | 0.057647 | 0.057647 | 0.057647 | 0 | 0
2014-04-17 20:00 | 20 | 8.2% | 1.9311 | 1.9311 | 23.5498 | 23.5498 | 0.0044118 | 0.010588 | 0.010588 | 0.010588 | 0.010588 | 0 | 0
2014-04-17 21:00 | 21 | 6.56% | 1.5449 | 1.5449 | 23.5498 | 23.5498 | 0 | 0 | 0 | 0 | 0 | 0 | 0
2014-04-17 22:00 | 22 | 4.92% | 1.1586 | 1.1586 | 23.5498 | 23.5498 | 0 | 0 | 0 | 0 | 0 | 0 | 0
2014-04-17 23:00 | 23 | 3.28% | 0.77243 | 0.77243 | 23.5498 | 23.5498 | 0 | 0 | 0 | 0 | 0 | 0 | 0
2014-04-18 | 24 | 1.64% | 0.38622 | 0.38622 | 23.5498 | 23.5498 | 0 | 0 | 0 | 0 | 0 | 0 | 0
2014-04-18 01:00 | 1 | 1.64% | 0.38622 | 0.38622 | 23.5498 | 23.5498 | 0 | 0 | 0 | 0 | 0 | 0 | 0
2014-04-18 02:00 | 2 | 1.64% | 0.38622 | 0.38622 | 23.5498 | 23.5498 | 0 | 0 | 0 | 0 | 0 | 0 | 0
2014-04-18 03:00 | 3 | 1.64% | 0.38622 | 0.38622 | 23.5498 | 23.5498 | 0 | 0 | 0 | 0 | 0 | 0 | 0
2014-04-18 04:00 | 4 | 1.64% | 0.38622 | 0.38622 | 23.5498 | 23.5498 | 0 | 0 | 0 | 0 | 0 | 0 | 0
2014-04-18 05:00 | 5 | 1.64% | 0.38622 | 0.38622 | 23.5498 | 23.5498 | 0 | 0 | 0 | 0 | 0 | 0 | 0
2014-04-18 06:00 | 6 | 3.28% | 0.77243 | 0.77243 | 23.5498 | 23.5498 | 0.028431 | 0.068235 | 0.068235 | 0.068235 | 0.068235 | 0 | 0
2014-04-18 07:00 | 7 | 4.92% | 1.1586 | 1.1586 | 23.5498 | 23.5498 | 0.14265 | 0.34235 | 0.34235 | 0.34235 | 0.34235 | 0 | 0
2014-04-18 08:00 | 8 | 6.56% | 1.5449 | 1.5449 | 23.5498 | 23.5498 | 0.27843 | 0.66824 | 0.66824 | 0.66824 | 0.66824 | 0 | 0
2014-04-18 09:00 | 9 | 6.56% | 1.5449 | 1.5449 | 23.5498 | 23.5498 | 0.41765 | 1.0024 | 1.0024 | 1.0024 | 1.0024 | 0 | 0
2014-04-18 10:00 | 10 | 4.92% | 1.1586 | 1.1586 | 23.5498 | 23.5498 | 0.59706 | 1.4329 | 1.4329 | 1.1586 | 1.1586 | 0.27429 | 0.27429
2014-04-18 11:00 | 11 | 3.28% | 0.77243 | 0.77243 | 23.5498 | 23.5498 | 0.61765 | 1.4824 | 1.4824 | 0.77243 | 0.77243 | 0.70992 | 0.70992
2014-04-18 12:00 | 12 | 3.28% | 0.77243 | 0.77243 | 23.5498 | 23.5498 | 0.58873 | 1.4129 | 1.4129 | 0.77243 | 0.77243 | 0.64051 | 0.64051
2014-04-18 13:00 | 13 | 3.28% | 0.77243 | 0.77243 | 23.5498 | 23.5498 | 0.51324 | 1.2318 | 1.2318 | 0.77243 | 0.77243 | 0.45933 | 0.45933
2014-04-18 14:00 | 14 | 3.28% | 0.77243 | 0.77243 | 23.5498 | 23.5498 | 0.55882 | 1.3412 | 1.3412 | 0.77243 | 0.77243 | 0.56874 | 0.56874
2014-04-18 15:00 | 15 | 3.28% | 0.77243 | 0.77243 | 23.5498 | 23.5498 | 0.48922 | 1.1741 | 1.1741 | 0.77243 | 0.77243 | 0.40168 | 0.40168
2014-04-18 16:00 | 16 | 3.28% | 0.77243 | 0.77243 | 23.5498 | 23.5498 | 0.33873 | 0.81294 | 0.81294 | 0.77243 | 0.77243 | 0.040508 | 0.040508
2014-04-18 17:00 | 17 | 4.92% | 1.1586 | 1.1586 | 23.5498 | 23.5498 | 0.17451 | 0.41882 | 0.41882 | 0.41882 | 0.41882 | 0 | 0
2014-04-18 18:00 | 18 | 6.56% | 1.5449 | 1.5449 | 23.5498 | 23.5498 | 0.062745 | 0.15059 | 0.15059 | 0.15059 | 0.15059 | 0 | 0
2014-04-18 19:00 | 19 | 9.84% | 2.3173 | 2.3173 | 23.5498 | 23.5498 | 0.026471 | 0.063529 | 0.063529 | 0.063529 | 0.063529 | 0 | 0
2014-04-18 20:00 | 20 | 8.2% | 1.9311 | 1.9311 | 23.5498 | 23.5498 | 0.004902 | 0.011765 | 0.011765 | 0.011765 | 0.011765 | 0 | 0
2014-04-18 21:00 | 21 | 6.56% | 1.5449 | 1.5449 | 23.5498 | 23.5498 | 0 | 0 | 0 | 0 | 0 | 0 | 0
2014-04-18 22:00 | 22 | 4.92% | 1.1586 | 1.1586 | 23.5498 | 23.5498 | 0 | 0 | 0 | 0 | 0 | 0 | 0
2014-04-18 23:00 | 23 | 3.28% | 0.77243 | 0.77243 | 23.5498 | 23.5498 | 0 | 0 | 0 | 0 | 0 | 0 | 0
2014-04-19 | 24 | 1.64% | 0.38622 | 0.38622 | 23.5498 | 23.5498 | 0 | 0 | 0 | 0 | 0 | 0 | 0
2014-04-19 01:00 | 1 | 1.64% | 0.38622 | 0.38622 | 23.5498 | 23.5498 | 0 | 0 | 0 | 0 | 0 | 0 | 0
2014-04-19 02:00 | 2 | 1.64% | 0.38622 | 0.38622 | 23.5498 | 23.5498 | 0 | 0 | 0 | 0 | 0 | 0 | 0
2014-04-19 03:00 | 3 | 1.64% | 0.38622 | 0.38622 | 23.5498 | 23.5498 | 0 | 0 | 0 | 0 | 0 | 0 | 0
2014-04-19 04:00 | 4 | 1.64% | 0.38622 | 0.38622 | 23.5498 | 23.5498 | 0 | 0 | 0 | 0 | 0 | 0 | 0
2014-04-19 05:00 | 5 | 1.64% | 0.38622 | 0.38622 | 23.5498 | 23.5498 | 0.00098039 | 0.0023529 | 0.0023529 | 0.0023529 | 0.0023529 | 0 | 0
2014-04-19 06:00 | 6 | 3.28% | 0.77243 | 0.77243 | 23.5498 | 23.5498 | 0.028922 | 0.069412 | 0.069412 | 0.069412 | 0.069412 | 0 | 0
2014-04-19 07:00 | 7 | 4.92% | 1.1586 | 1.1586 | 23.5498 | 23.5498 | 0.17059 | 0.40941 | 0.40941 | 0.40941 | 0.40941 | 0 | 0
2014-04-19 08:00 | 8 | 6.56% | 1.5449 | 1.5449 | 23.5498 | 23.5498 | 0.33284 | 0.79882 | 0.79882 | 0.79882 | 0.79882 | 0 | 0
2014-04-19 09:00 | 9 | 6.56% | 1.5449 | 1.5449 | 23.5498 | 23.5498 | 0.45784 | 1.0988 | 1.0988 | 1.0988 | 1.0988 | 0 | 0
2014-04-19 10:00 | 10 | 4.92% | 1.1586 | 1.1586 | 23.5498 | 23.5498 | 0.58039 | 1.3929 | 1.3929 | 1.1586 | 1.1586 | 0.23429 | 0.23429
2014-04-19 11:00 | 11 | 3.28% | 0.77243 | 0.77243 | 23.5498 | 23.5498 | 0.71029 | 1.7047 | 1.7047 | 0.77243 | 0.77243 | 0.93227 | 0.93227
2014-04-19 12:00 | 12 | 3.28% | 0.77243 | 0.77243 | 23.5498 | 23.5498 | 0.55882 | 1.3412 | 1.3412 | 0.77243 | 0.77243 | 0.56874 | 0.56874
2014-04-19 13:00 | 13 | 3.28% | 0.77243 | 0.77243 | 23.5498 | 23.5498 | 0.57353 | 1.3765 | 1.3765 | 0.77243 | 0.77243 | 0.60404 | 0.60404
2014-04-19 14:00 | 14 | 3.28% | 0.77243 | 0.77243 | 23.5498 | 23.5498 | 0.56176 | 1.3482 | 1.3482 | 0.77243 | 0.77243 | 0.5758 | 0.5758
2014-04-19 15:00 | 15 | 3.28% | 0.77243 | 0.77243 | 23.5498 | 23.5498 | 0.51569 | 1.2376 | 1.2376 | 0.77243 | 0.77243 | 0.46521 | 0.46521
2014-04-19 16:00 | 16 | 3.28% | 0.77243 | 0.77243 | 23.5498 | 23.5498 | 0.35 | 0.84 | 0.84 | 0.77243 | 0.77243 | 0.067567 | 0.067567
2014-04-19 17:00 | 17 | 4.92% | 1.1586 | 1.1586 | 23.5498 | 23.5498 | 0.18627 | 0.44706 | 0.44706 | 0.44706 | 0.44706 | 0 | 0
2014-04-19 18:00 | 18 | 6.56% | 1.5449 | 1.5449 | 23.5498 | 23.5498 | 0.090196 | 0.21647 | 0.21647 | 0.21647 | 0.21647 | 0 | 0
2014-04-19 19:00 | 19 | 9.84% | 2.3173 | 2.3173 | 23.5498 | 23.5498 | 0.029412 | 0.070588 | 0.070588 | 0.070588 | 0.070588 | 0 | 0
2014-04-19 20:00 | 20 | 8.2% | 1.9311 | 1.9311 | 23.5498 | 23.5498 | 0.004902 | 0.011765 | 0.011765 | 0.011765 | 0.011765 | 0 | 0
2014-04-19 21:00 | 21 | 6.56% | 1.5449 | 1.5449 | 23.5498 | 23.5498 | 0 | 0 | 0 | 0 | 0 | 0 | 0
2014-04-19 22:00 | 22 | 4.92% | 1.1586 | 1.1586 | 23.5498 | 23.5498 | 0 | 0 | 0 | 0 | 0 | 0 | 0
2014-04-19 23:00 | 23 | 3.28% | 0.77243 | 0.77243 | 23.5498 | 23.5498 | 0 | 0 | 0 | 0 | 0 | 0 | 0
2014-04-20 | 24 | 1.64% | 0.38622 | 0.38622 | 23.5498 | 23.5498 | 0 | 0 | 0 | 0 | 0 | 0 | 0
2014-04-20 01:00 | 1 | 1.64% | 0.38622 | 0.38622 | 23.5498 | 23.5498 | 0 | 0 | 0 | 0 | 0 | 0 | 0
2014-04-20 02:00 | 2 | 1.64% | 0.38622 | 0.38622 | 23.5498 | 23.5498 | 0 | 0 | 0 | 0 | 0 | 0 | 0
2014-04-20 03:00 | 3 | 1.64% | 0.38622 | 0.38622 | 23.5498 | 23.5498 | 0 | 0 | 0 | 0 | 0 | 0 | 0
2014-04-20 04:00 | 4 | 1.64% | 0.38622 | 0.38622 | 23.5498 | 23.5498 | 0 | 0 | 0 | 0 | 0 | 0 | 0
2014-04-20 05:00 | 5 | 1.64% | 0.38622 | 0.38622 | 23.5498 | 23.5498 | 0.0004902 | 0.0011765 | 0.0011765 | 0.0011765 | 0.0011765 | 0 | 0
2014-04-20 06:00 | 6 | 3.28% | 0.77243 | 0.77243 | 23.5498 | 23.5498 | 0.030882 | 0.074118 | 0.074118 | 0.074118 | 0.074118 | 0 | 0
2014-04-20 07:00 | 7 | 4.92% | 1.1586 | 1.1586 | 23.5498 | 23.5498 | 0.12647 | 0.30353 | 0.30353 | 0.30353 | 0.30353 | 0 | 0
2014-04-20 08:00 | 8 | 6.56% | 1.5449 | 1.5449 | 23.5498 | 23.5498 | 0.2848 | 0.68353 | 0.68353 | 0.68353 | 0.68353 | 0 | 0
2014-04-20 09:00 | 9 | 6.56% | 1.5449 | 1.5449 | 23.5498 | 23.5498 | 0.47794 | 1.1471 | 1.1471 | 1.1471 | 1.1471 | 0 | 0
2014-04-20 10:00 | 10 | 4.92% | 1.1586 | 1.1586 | 23.5498 | 23.5498 | 0.5098 | 1.2235 | 1.2235 | 1.1586 | 1.1586 | 0.06488 | 0.06488
2014-04-20 11:00 | 11 | 3.28% | 0.77243 | 0.77243 | 23.5498 | 23.5498 | 0.45098 | 1.0824 | 1.0824 | 0.77243 | 0.77243 | 0.30992 | 0.30992
2014-04-20 12:00 | 12 | 3.28% | 0.77243 | 0.77243 | 23.5498 | 23.5498 | 0.49314 | 1.1835 | 1.1835 | 0.77243 | 0.77243 | 0.4111 | 0.4111
2014-04-20 13:00 | 13 | 3.28% | 0.77243 | 0.77243 | 23.5498 | 23.5498 | 0.51912 | 1.2459 | 1.2459 | 0.77243 | 0.77243 | 0.47345 | 0.47345
2014-04-20 14:00 | 14 | 3.28% | 0.77243 | 0.77243 | 23.5498 | 23.5498 | 0.43922 | 1.0541 | 1.0541 | 0.77243 | 0.77243 | 0.28168 | 0.28168
2014-04-20 15:00 | 15 | 3.28% | 0.77243 | 0.77243 | 23.5498 | 23.5498 | 0.38137 | 0.91529 | 0.91529 | 0.77243 | 0.77243 | 0.14286 | 0.14286
2014-04-20 16:00 | 16 | 3.28% | 0.77243 | 0.77243 | 23.5498 | 23.5498 | 0.31765 | 0.76235 | 0.76235 | 0.76235 | 0.76235 | 0 | 0
2014-04-20 17:00 | 17 | 4.92% | 1.1586 | 1.1586 | 23.5498 | 23.5498 | 0.1549 | 0.37176 | 0.37176 | 0.37176 | 0.37176 | 0 | 0
2014-04-20 18:00 | 18 | 6.56% | 1.5449 | 1.5449 | 23.5498 | 23.5498 | 0.070588 | 0.16941 | 0.16941 | 0.16941 | 0.16941 | 0 | 0
2014-04-20 19:00 | 19 | 9.84% | 2.3173 | 2.3173 | 23.5498 | 23.5498 | 0.028431 | 0.068235 | 0.068235 | 0.068235 | 0.068235 | 0 | 0
2014-04-20 20:00 | 20 | 8.2% | 1.9311 | 1.9311 | 23.5498 | 23.5498 | 0.004902 | 0.011765 | 0.011765 | 0.011765 | 0.011765 | 0 | 0
2014-04-20 21:00 | 21 | 6.56% | 1.5449 | 1.5449 | 23.5498 | 23.5498 | 0 | 0 | 0 | 0 | 0 | 0 | 0
2014-04-20 22:00 | 22 | 4.92% | 1.1586 | 1.1586 | 23.5498 | 23.5498 | 0 | 0 | 0 | 0 | 0 | 0 | 0
2014-04-20 23:00 | 23 | 3.28% | 0.77243 | 0.77243 | 23.5498 | 23.5498 | 0 | 0 | 0 | 0 | 0 | 0 | 0
2014-04-21 | 24 | 1.64% | 0.38622 | 0.38622 | 23.5498 | 23.5498 | 0 | 0 | 0 | 0 | 0 | 0 | 0
2014-04-21 01:00 | 1 | 1.64% | 0.38622 | 0.38622 | 23.5498 | 23.5498 | 0 | 0 | 0 | 0 | 0 | 0 | 0
2014-04-21 02:00 | 2 | 1.64% | 0.38622 | 0.38622 | 23.5498 | 23.5498 | 0 | 0 | 0 | 0 | 0 | 0 | 0
2014-04-21 03:00 | 3 | 1.64% | 0.38622 | 0.38622 | 23.5498 | 23.5498 | 0 | 0 | 0 | 0 | 0 | 0 | 0
2014-04-21 04:00 | 4 | 1.64% | 0.38622 | 0.38622 | 23.5498 | 23.5498 | 0 | 0 | 0 | 0 | 0 | 0 | 0
2014-04-21 05:00 | 5 | 1.64% | 0.38622 | 0.38622 | 23.5498 | 23.5498 | 0.00098039 | 0.0023529 | 0.0023529 | 0.0023529 | 0.0023529 | 0 | 0
2014-04-21 06:00 | 6 | 3.28% | 0.77243 | 0.77243 | 23.5498 | 23.5498 | 0.046078 | 0.11059 | 0.11059 | 0.11059 | 0.11059 | 0 | 0
2014-04-21 07:00 | 7 | 4.92% | 1.1586 | 1.1586 | 23.5498 | 23.5498 | 0.21667 | 0.52 | 0.52 | 0.52 | 0.52 | 0 | 0
2014-04-21 08:00 | 8 | 6.56% | 1.5449 | 1.5449 | 23.5498 | 23.5498 | 0.42304 | 1.0153 | 1.0153 | 1.0153 | 1.0153 | 0 | 0
2014-04-21 09:00 | 9 | 6.56% | 1.5449 | 1.5449 | 23.5498 | 23.5498 | 0.64804 | 1.5553 | 1.5553 | 1.5449 | 1.5449 | 0.010428 | 0.010428
2014-04-21 10:00 | 10 | 4.92% | 1.1586 | 1.1586 | 23.5498 | 23.5498 | 0.6348 | 1.5235 | 1.5235 | 1.1586 | 1.1586 | 0.36488 | 0.36488
2014-04-21 11:00 | 11 | 3.28% | 0.77243 | 0.77243 | 23.5498 | 23.5498 | 0.6799 | 1.6318 | 1.6318 | 0.77243 | 0.77243 | 0.85933 | 0.85933
2014-04-21 12:00 | 12 | 3.28% | 0.77243 | 0.77243 | 23.5498 | 23.5498 | 0.76912 | 1.8459 | 1.8459 | 0.77243 | 0.77243 | 1.0734 | 1.0734
2014-04-21 13:00 | 13 | 3.28% | 0.77243 | 0.77243 | 23.5498 | 23.5498 | 0.73039 | 1.7529 | 1.7529 | 0.77243 | 0.77243 | 0.98051 | 0.98051
2014-04-21 14:00 | 14 | 3.28% | 0.77243 | 0.77243 | 23.5498 | 23.5498 | 0.65637 | 1.5753 | 1.5753 | 0.77243 | 0.77243 | 0.80286 | 0.80286
2014-04-21 15:00 | 15 | 3.28% | 0.77243 | 0.77243 | 23.5498 | 23.5498 | 0.5152 | 1.2365 | 1.2365 | 0.77243 | 0.77243 | 0.46404 | 0.46404
2014-04-21 16:00 | 16 | 3.28% | 0.77243 | 0.77243 | 23.5498 | 23.5498 | 0.37255 | 0.89412 | 0.89412 | 0.77243 | 0.77243 | 0.12168 | 0.12168
2014-04-21 17:00 | 17 | 4.92% | 1.1586 | 1.1586 | 23.5498 | 23.5498 | 0.19608 | 0.47059 | 0.47059 | 0.47059 | 0.47059 | 0 | 0
2014-04-21 18:00 | 18 | 6.56% | 1.5449 | 1.5449 | 23.5498 | 23.5498 | 0.071569 | 0.17176 | 0.17176 | 0.17176 | 0.17176 | 0 | 0
2014-04-21 19:00 | 19 | 9.84% | 2.3173 | 2.3173 | 23.5498 | 23.5498 | 0.026471 | 0.063529 | 0.063529 | 0.063529 | 0.063529 | 0 | 0
2014-04-21 20:00 | 20 | 8.2% | 1.9311 | 1.9311 | 23.5498 | 23.5498 | 0.0044118 | 0.010588 | 0.010588 | 0.010588 | 0.010588 | 0 | 0
2014-04-21 21:00 | 21 | 6.56% | 1.5449 | 1.5449 | 23.5498 | 23.5498 | 0 | 0 | 0 | 0 | 0 | 0 | 0
2014-04-21 22:00 | 22 | 4.92% | 1.1586 | 1.1586 | 23.5498 | 23.5498 | 0 | 0 | 0 | 0 | 0 | 0 | 0
2014-04-21 23:00 | 23 | 3.28% | 0.77243 | 0.77243 | 23.5498 | 23.5498 | 0 | 0 | 0 | 0 | 0 | 0 | 0
2014-04-22 | 24 | 1.64% | 0.38622 | 0.38622 | 23.5498 | 23.5498 | 0 | 0 | 0 | 0 | 0 | 0 | 0
2014-04-22 01:00 | 1 | 1.64% | 0.38622 | 0.38622 | 23.5498 | 23.5498 | 0 | 0 | 0 | 0 | 0 | 0 | 0
2014-04-22 02:00 | 2 | 1.64% | 0.38622 | 0.38622 | 23.5498 | 23.5498 | 0 | 0 | 0 | 0 | 0 | 0 | 0
2014-04-22 03:00 | 3 | 1.64% | 0.38622 | 0.38622 | 23.5498 | 23.5498 | 0 | 0 | 0 | 0 | 0 | 0 | 0
2014-04-22 04:00 | 4 | 1.64% | 0.38622 | 0.38622 | 23.5498 | 23.5498 | 0 | 0 | 0 | 0 | 0 | 0 | 0
2014-04-22 05:00 | 5 | 1.64% | 0.38622 | 0.38622 | 23.5498 | 23.5498 | 0.0019608 | 0.0047059 | 0.0047059 | 0.0047059 | 0.0047059 | 0 | 0
2014-04-22 06:00 | 6 | 3.28% | 0.77243 | 0.77243 | 23.5498 | 23.5498 | 0.055392 | 0.13294 | 0.13294 | 0.13294 | 0.13294 | 0 | 0
2014-04-22 07:00 | 7 | 4.92% | 1.1586 | 1.1586 | 23.5498 | 23.5498 | 0.19363 | 0.46471 | 0.46471 | 0.46471 | 0.46471 | 0 | 0
2014-04-22 08:00 | 8 | 6.56% | 1.5449 | 1.5449 | 23.5498 | 23.5498 | 0.37255 | 0.89412 | 0.89412 | 0.89412 | 0.89412 | 0 | 0
2014-04-22 09:00 | 9 | 6.56% | 1.5449 | 1.5449 | 23.5498 | 23.5498 | 0.55049 | 1.3212 | 1.3212 | 1.3212 | 1.3212 | 0 | 0
2014-04-22 10:00 | 10 | 4.92% | 1.1586 | 1.1586 | 23.5498 | 23.5498 | 0.65686 | 1.5765 | 1.5765 | 1.1586 | 1.1586 | 0.41782 | 0.41782
2014-04-22 11:00 | 11 | 3.28% | 0.77243 | 0.77243 | 23.5498 | 23.5498 | 0.71275 | 1.7106 | 1.7106 | 0.77243 | 0.77243 | 0.93816 | 0.93816
2014-04-22 12:00 | 12 | 3.28% | 0.77243 | 0.77243 | 23.5498 | 23.5498 | 0.64265 | 1.5424 | 1.5424 | 0.77243 | 0.77243 | 0.76992 | 0.76992
2014-04-22 13:00 | 13 | 3.28% | 0.77243 | 0.77243 | 23.5498 | 23.5498 | 0.64216 | 1.5412 | 1.5412 | 0.77243 | 0.77243 | 0.76874 | 0.76874
2014-04-22 14:00 | 14 | 3.28% | 0.77243 | 0.77243 | 23.5498 | 23.5498 | 0.60735 | 1.4576 | 1.4576 | 0.77243 | 0.77243 | 0.68521 | 0.68521
2014-04-22 15:00 | 15 | 3.28% | 0.77243 | 0.77243 | 23.5498 | 23.5498 | 0.49216 | 1.1812 | 1.1812 | 0.77243 | 0.77243 | 0.40874 | 0.40874
2014-04-22 16:00 | 16 | 3.28% | 0.77243 | 0.77243 | 23.5498 | 23.5498 | 0.29608 | 0.71059 | 0.71059 | 0.71059 | 0.71059 | 0 | 0
2014-04-22 17:00 | 17 | 4.92% | 1.1586 | 1.1586 | 23.5498 | 23.5498 | 0.14461 | 0.34706 | 0.34706 | 0.34706 | 0.34706 | 0 | 0
2014-04-22 18:00 | 18 | 6.56% | 1.5449 | 1.5449 | 23.5498 | 23.5498 | 0.04902 | 0.11765 | 0.11765 | 0.11765 | 0.11765 | 0 | 0
2014-04-22 19:00 | 19 | 9.84% | 2.3173 | 2.3173 | 23.5498 | 23.5498 | 0.019118 | 0.045882 | 0.045882 | 0.045882 | 0.045882 | 0 | 0
2014-04-22 20:00 | 20 | 8.2% | 1.9311 | 1.9311 | 23.5498 | 23.5498 | 0.002451 | 0.0058824 | 0.0058824 | 0.0058824 | 0.0058824 | 0 | 0
2014-04-22 21:00 | 21 | 6.56% | 1.5449 | 1.5449 | 23.5498 | 23.5498 | 0 | 0 | 0 | 0 | 0 | 0 | 0
2014-04-22 22:00 | 22 | 4.92% | 1.1586 | 1.1586 | 23.5498 | 23.5498 | 0 | 0 | 0 | 0 | 0 | 0 | 0
2014-04-22 23:00 | 23 | 3.28% | 0.77243 | 0.77243 | 23.5498 | 23.5498 | 0 | 0 | 0 | 0 | 0 | 0 | 0
2014-04-23 | 24 | 1.64% | 0.38622 | 0.38622 | 23.5498 | 23.5498 | 0 | 0 | 0 | 0 | 0 | 0 | 0
2014-04-23 01:00 | 1 | 1.64% | 0.38622 | 0.38622 | 23.5498 | 23.5498 | 0 | 0 | 0 | 0 | 0 | 0 | 0
2014-04-23 02:00 | 2 | 1.64% | 0.38622 | 0.38622 | 23.5498 | 23.5498 | 0 | 0 | 0 | 0 | 0 | 0 | 0
2014-04-23 03:00 | 3 | 1.64% | 0.38622 | 0.38622 | 23.5498 | 23.5498 | 0 | 0 | 0 | 0 | 0 | 0 | 0
2014-04-23 04:00 | 4 | 1.64% | 0.38622 | 0.38622 | 23.5498 | 23.5498 | 0 | 0 | 0 | 0 | 0 | 0 | 0
2014-04-23 05:00 | 5 | 1.64% | 0.38622 | 0.38622 | 23.5498 | 23.5498 | 0.0019608 | 0.0047059 | 0.0047059 | 0.0047059 | 0.0047059 | 0 | 0
2014-04-23 06:00 | 6 | 3.28% | 0.77243 | 0.77243 | 23.5498 | 23.5498 | 0.066667 | 0.16 | 0.16 | 0.16 | 0.16 | 0 | 0
2014-04-23 07:00 | 7 | 4.92% | 1.1586 | 1.1586 | 23.5498 | 23.5498 | 0.24216 | 0.58118 | 0.58118 | 0.58118 | 0.58118 | 0 | 0
2014-04-23 08:00 | 8 | 6.56% | 1.5449 | 1.5449 | 23.5498 | 23.5498 | 0.4451 | 1.0682 | 1.0682 | 1.0682 | 1.0682 | 0 | 0
2014-04-23 09:00 | 9 | 6.56% | 1.5449 | 1.5449 | 23.5498 | 23.5498 | 0.65392 | 1.5694 | 1.5694 | 1.5449 | 1.5449 | 0.024546 | 0.024546
2014-04-23 10:00 | 10 | 4.92% | 1.1586 | 1.1586 | 23.5498 | 23.5498 | 0.77549 | 1.8612 | 1.8612 | 1.1586 | 1.1586 | 0.70253 | 0.70253
2014-04-23 11:00 | 11 | 3.28% | 0.77243 | 0.77243 | 23.5498 | 23.5498 | 0.80098 | 1.9224 | 1.9224 | 0.77243 | 0.77243 | 1.1499 | 1.1499
2014-04-23 12:00 | 12 | 3.28% | 0.77243 | 0.77243 | 23.5498 | 23.5498 | 0.68578 | 1.6459 | 1.6459 | 0.77243 | 0.77243 | 0.87345 | 0.87345
2014-04-23 13:00 | 13 | 3.28% | 0.77243 | 0.77243 | 23.5498 | 23.5498 | 0.6799 | 1.6318 | 1.6318 | 0.77243 | 0.77243 | 0.85933 | 0.85933
2014-04-23 14:00 | 14 | 3.28% | 0.77243 | 0.77243 | 23.5498 | 23.5498 | 0.59167 | 1.42 | 1.42 | 0.77243 | 0.77243 | 0.64757 | 0.64757
2014-04-23 15:00 | 15 | 3.28% | 0.77243 | 0.77243 | 23.5498 | 23.5498 | 0.41716 | 1.0012 | 1.0012 | 0.77243 | 0.77243 | 0.22874 | 0.22874
2014-04-23 16:00 | 16 | 3.28% | 0.77243 | 0.77243 | 23.5498 | 23.5498 | 0.31569 | 0.75765 | 0.75765 | 0.75765 | 0.75765 | 0 | 0
2014-04-23 17:00 | 17 | 4.92% | 1.1586 | 1.1586 | 23.5498 | 23.5498 | 0.17696 | 0.42471 | 0.42471 | 0.42471 | 0.42471 | 0 | 0
2014-04-23 18:00 | 18 | 6.56% | 1.5449 | 1.5449 | 23.5498 | 23.5498 | 0.07549 | 0.18118 | 0.18118 | 0.18118 | 0.18118 | 0 | 0
2014-04-23 19:00 | 19 | 9.84% | 2.3173 | 2.3173 | 23.5498 | 23.5498 | 0.02598 | 0.062353 | 0.062353 | 0.062353 | 0.062353 | 0 | 0
2014-04-23 20:00 | 20 | 8.2% | 1.9311 | 1.9311 | 23.5498 | 23.5498 | 0.0039216 | 0.0094118 | 0.0094118 | 0.0094118 | 0.0094118 | 0 | 0
2014-04-23 21:00 | 21 | 6.56% | 1.5449 | 1.5449 | 23.5498 | 23.5498 | 0.0004902 | 0.0011765 | 0.0011765 | 0.0011765 | 0.0011765 | 0 | 0
2014-04-23 22:00 | 22 | 4.92% | 1.1586 | 1.1586 | 23.5498 | 23.5498 | 0 | 0 | 0 | 0 | 0 | 0 | 0
2014-04-23 23:00 | 23 | 3.28% | 0.77243 | 0.77243 | 23.5498 | 23.5498 | 0 | 0 | 0 | 0 | 0 | 0 | 0
2014-04-24 | 24 | 1.64% | 0.38622 | 0.38622 | 23.5498 | 23.5498 | 0 | 0 | 0 | 0 | 0 | 0 | 0
2014-04-24 01:00 | 1 | 1.64% | 0.38622 | 0.38622 | 23.5498 | 23.5498 | 0 | 0 | 0 | 0 | 0 | 0 | 0
2014-04-24 02:00 | 2 | 1.64% | 0.38622 | 0.38622 | 23.5498 | 23.5498 | 0 | 0 | 0 | 0 | 0 | 0 | 0
2014-04-24 03:00 | 3 | 1.64% | 0.38622 | 0.38622 | 23.5498 | 23.5498 | 0 | 0 | 0 | 0 | 0 | 0 | 0
2014-04-24 04:00 | 4 | 1.64% | 0.38622 | 0.38622 | 23.5498 | 23.5498 | 0 | 0 | 0 | 0 | 0 | 0 | 0
2014-04-24 05:00 | 5 | 1.64% | 0.38622 | 0.38622 | 23.5498 | 23.5498 | 0.0014706 | 0.0035294 | 0.0035294 | 0.0035294 | 0.0035294 | 0 | 0
2014-04-24 06:00 | 6 | 3.28% | 0.77243 | 0.77243 | 23.5498 | 23.5498 | 0.035784 | 0.085882 | 0.085882 | 0.085882 | 0.085882 | 0 | 0
2014-04-24 07:00 | 7 | 4.92% | 1.1586 | 1.1586 | 23.5498 | 23.5498 | 0.12745 | 0.30588 | 0.30588 | 0.30588 | 0.30588 | 0 | 0
2014-04-24 08:00 | 8 | 6.56% | 1.5449 | 1.5449 | 23.5498 | 23.5498 | 0.23971 | 0.57529 | 0.57529 | 0.57529 | 0.57529 | 0 | 0
2014-04-24 09:00 | 9 | 6.56% | 1.5449 | 1.5449 | 23.5498 | 23.5498 | 0.36422 | 0.87412 | 0.87412 | 0.87412 | 0.87412 | 0 | 0
2014-04-24 10:00 | 10 | 4.92% | 1.1586 | 1.1586 | 23.5498 | 23.5498 | 0.55539 | 1.3329 | 1.3329 | 1.1586 | 1.1586 | 0.17429 | 0.17429
2014-04-24 11:00 | 11 | 3.28% | 0.77243 | 0.77243 | 23.5498 | 23.5498 | 0.70196 | 1.6847 | 1.6847 | 0.77243 | 0.77243 | 0.91227 | 0.91227
2014-04-24 12:00 | 12 | 3.28% | 0.77243 | 0.77243 | 23.5498 | 23.5498 | 0.68824 | 1.6518 | 1.6518 | 0.77243 | 0.77243 | 0.87933 | 0.87933
2014-04-24 13:00 | 13 | 3.28% | 0.77243 | 0.77243 | 23.5498 | 23.5498 | 0.68039 | 1.6329 | 1.6329 | 0.77243 | 0.77243 | 0.86051 | 0.86051
2014-04-24 14:00 | 14 | 3.28% | 0.77243 | 0.77243 | 23.5498 | 23.5498 | 0.6 | 1.44 | 1.44 | 0.77243 | 0.77243 | 0.66757 | 0.66757
2014-04-24 15:00 | 15 | 3.28% | 0.77243 | 0.77243 | 23.5498 | 23.5498 | 0.50588 | 1.2141 | 1.2141 | 0.77243 | 0.77243 | 0.44168 | 0.44168
2014-04-24 16:00 | 16 | 3.28% | 0.77243 | 0.77243 | 23.5498 | 23.5498 | 0.36324 | 0.87176 | 0.87176 | 0.77243 | 0.77243 | 0.099332 | 0.099332
2014-04-24 17:00 | 17 | 4.92% | 1.1586 | 1.1586 | 23.5498 | 23.5498 | 0.19265 | 0.46235 | 0.46235 | 0.46235 | 0.46235 | 0 | 0
2014-04-24 18:00 | 18 | 6.56% | 1.5449 | 1.5449 | 23.5498 | 23.5498 | 0.078922 | 0.18941 | 0.18941 | 0.18941 | 0.18941 | 0 | 0
2014-04-24 19:00 | 19 | 9.84% | 2.3173 | 2.3173 | 23.5498 | 23.5498 | 0.02549 | 0.061176 | 0.061176 | 0.061176 | 0.061176 | 0 | 0
2014-04-24 20:00 | 20 | 8.2% | 1.9311 | 1.9311 | 23.5498 | 23.5498 | 0.0058824 | 0.014118 | 0.014118 | 0.014118 | 0.014118 | 0 | 0
2014-04-24 21:00 | 21 | 6.56% | 1.5449 | 1.5449 | 23.5498 | 23.5498 | 0.0004902 | 0.0011765 | 0.0011765 | 0.0011765 | 0.0011765 | 0 | 0
2014-04-24 22:00 | 22 | 4.92% | 1.1586 | 1.1586 | 23.5498 | 23.5498 | 0 | 0 | 0 | 0 | 0 | 0 | 0
2014-04-24 23:00 | 23 | 3.28% | 0.77243 | 0.77243 | 23.5498 | 23.5498 | 0 | 0 | 0 | 0 | 0 | 0 | 0
2014-04-25 | 24 | 1.64% | 0.38622 | 0.38622 | 23.5498 | 23.5498 | 0 | 0 | 0 | 0 | 0 | 0 | 0
2014-04-25 01:00 | 1 | 1.64% | 0.38622 | 0.38622 | 23.5498 | 23.5498 | 0 | 0 | 0 | 0 | 0 | 0 | 0
2014-04-25 02:00 | 2 | 1.64% | 0.38622 | 0.38622 | 23.5498 | 23.5498 | 0 | 0 | 0 | 0 | 0 | 0 | 0
2014-04-25 03:00 | 3 | 1.64% | 0.38622 | 0.38622 | 23.5498 | 23.5498 | 0 | 0 | 0 | 0 | 0 | 0 | 0
2014-04-25 04:00 | 4 | 1.64% | 0.38622 | 0.38622 | 23.5498 | 23.5498 | 0 | 0 | 0 | 0 | 0 | 0 | 0
2014-04-25 05:00 | 5 | 1.64% | 0.38622 | 0.38622 | 23.5498 | 23.5498 | 0.0034314 | 0.0082353 | 0.0082353 | 0.0082353 | 0.0082353 | 0 | 0
2014-04-25 06:00 | 6 | 3.28% | 0.77243 | 0.77243 | 23.5498 | 23.5498 | 0.05049 | 0.12118 | 0.12118 | 0.12118 | 0.12118 | 0 | 0
2014-04-25 07:00 | 7 | 4.92% | 1.1586 | 1.1586 | 23.5498 | 23.5498 | 0.15343 | 0.36824 | 0.36824 | 0.36824 | 0.36824 | 0 | 0
2014-04-25 08:00 | 8 | 6.56% | 1.5449 | 1.5449 | 23.5498 | 23.5498 | 0.31324 | 0.75176 | 0.75176 | 0.75176 | 0.75176 | 0 | 0
2014-04-25 09:00 | 9 | 6.56% | 1.5449 | 1.5449 | 23.5498 | 23.5498 | 0.46569 | 1.1176 | 1.1176 | 1.1176 | 1.1176 | 0 | 0
2014-04-25 10:00 | 10 | 4.92% | 1.1586 | 1.1586 | 23.5498 | 23.5498 | 0.50588 | 1.2141 | 1.2141 | 1.1586 | 1.1586 | 0.055468 | 0.055468
2014-04-25 11:00 | 11 | 3.28% | 0.77243 | 0.77243 | 23.5498 | 23.5498 | 0.64314 | 1.5435 | 1.5435 | 0.77243 | 0.77243 | 0.7711 | 0.7711
2014-04-25 12:00 | 12 | 3.28% | 0.77243 | 0.77243 | 23.5498 | 23.5498 | 0.62598 | 1.5024 | 1.5024 | 0.77243 | 0.77243 | 0.72992 | 0.72992
2014-04-25 13:00 | 13 | 3.28% | 0.77243 | 0.77243 | 23.5498 | 23.5498 | 0.59314 | 1.4235 | 1.4235 | 0.77243 | 0.77243 | 0.6511 | 0.6511
2014-04-25 14:00 | 14 | 3.28% | 0.77243 | 0.77243 | 23.5498 | 23.5498 | 0.48137 | 1.1553 | 1.1553 | 0.77243 | 0.77243 | 0.38286 | 0.38286
2014-04-25 15:00 | 15 | 3.28% | 0.77243 | 0.77243 | 23.5498 | 23.5498 | 0.42304 | 1.0153 | 1.0153 | 0.77243 | 0.77243 | 0.24286 | 0.24286
2014-04-25 16:00 | 16 | 3.28% | 0.77243 | 0.77243 | 23.5498 | 23.5498 | 0.29118 | 0.69882 | 0.69882 | 0.69882 | 0.69882 | 0 | 0
2014-04-25 17:00 | 17 | 4.92% | 1.1586 | 1.1586 | 23.5498 | 23.5498 | 0.19804 | 0.47529 | 0.47529 | 0.47529 | 0.47529 | 0 | 0
2014-04-25 18:00 | 18 | 6.56% | 1.5449 | 1.5449 | 23.5498 | 23.5498 | 0.089216 | 0.21412 | 0.21412 | 0.21412 | 0.21412 | 0 | 0
2014-04-25 19:00 | 19 | 9.84% | 2.3173 | 2.3173 | 23.5498 | 23.5498 | 0.029902 | 0.071765 | 0.071765 | 0.071765 | 0.071765 | 0 | 0
2014-04-25 20:00 | 20 | 8.2% | 1.9311 | 1.9311 | 23.5498 | 23.5498 | 0.004902 | 0.011765 | 0.011765 | 0.011765 | 0.011765 | 0 | 0
2014-04-25 21:00 | 21 | 6.56% | 1.5449 | 1.5449 | 23.5498 | 23.5498 | 0.0004902 | 0.0011765 | 0.0011765 | 0.0011765 | 0.0011765 | 0 | 0
2014-04-25 22:00 | 22 | 4.92% | 1.1586 | 1.1586 | 23.5498 | 23.5498 | 0 | 0 | 0 | 0 | 0 | 0 | 0
2014-04-25 23:00 | 23 | 3.28% | 0.77243 | 0.77243 | 23.5498 | 23.5498 | 0 | 0 | 0 | 0 | 0 | 0 | 0
2014-04-26 | 24 | 1.64% | 0.38622 | 0.38622 | 23.5498 | 23.5498 | 0 | 0 | 0 | 0 | 0 | 0 | 0
2014-04-26 01:00 | 1 | 1.64% | 0.38622 | 0.38622 | 23.5498 | 23.5498 | 0 | 0 | 0 | 0 | 0 | 0 | 0
2014-04-26 02:00 | 2 | 1.64% | 0.38622 | 0.38622 | 23.5498 | 23.5498 | 0 | 0 | 0 | 0 | 0 | 0 | 0
2014-04-26 03:00 | 3 | 1.64% | 0.38622 | 0.38622 | 23.5498 | 23.5498 | 0 | 0 | 0 | 0 | 0 | 0 | 0
2014-04-26 04:00 | 4 | 1.64% | 0.38622 | 0.38622 | 23.5498 | 23.5498 | 0 | 0 | 0 | 0 | 0 | 0 | 0
2014-04-26 05:00 | 5 | 1.64% | 0.38622 | 0.38622 | 23.5498 | 23.5498 | 0.0019608 | 0.0047059 | 0.0047059 | 0.0047059 | 0.0047059 | 0 | 0
2014-04-26 06:00 | 6 | 3.28% | 0.77243 | 0.77243 | 23.5498 | 23.5498 | 0.038725 | 0.092941 | 0.092941 | 0.092941 | 0.092941 | 0 | 0
2014-04-26 07:00 | 7 | 4.92% | 1.1586 | 1.1586 | 23.5498 | 23.5498 | 0.1549 | 0.37176 | 0.37176 | 0.37176 | 0.37176 | 0 | 0
2014-04-26 08:00 | 8 | 6.56% | 1.5449 | 1.5449 | 23.5498 | 23.5498 | 0.30882 | 0.74118 | 0.74118 | 0.74118 | 0.74118 | 0 | 0
2014-04-26 09:00 | 9 | 6.56% | 1.5449 | 1.5449 | 23.5498 | 23.5498 | 0.51029 | 1.2247 | 1.2247 | 1.2247 | 1.2247 | 0 | 0
2014-04-26 10:00 | 10 | 4.92% | 1.1586 | 1.1586 | 23.5498 | 23.5498 | 0.59608 | 1.4306 | 1.4306 | 1.1586 | 1.1586 | 0.27194 | 0.27194
2014-04-26 11:00 | 11 | 3.28% | 0.77243 | 0.77243 | 23.5498 | 23.5498 | 0.53824 | 1.2918 | 1.2918 | 0.77243 | 0.77243 | 0.51933 | 0.51933
2014-04-26 12:00 | 12 | 3.28% | 0.77243 | 0.77243 | 23.5498 | 23.5498 | 0.57941 | 1.3906 | 1.3906 | 0.77243 | 0.77243 | 0.61816 | 0.61816
2014-04-26 13:00 | 13 | 3.28% | 0.77243 | 0.77243 | 23.5498 | 23.5498 | 0.60833 | 1.46 | 1.46 | 0.77243 | 0.77243 | 0.68757 | 0.68757
2014-04-26 14:00 | 14 | 3.28% | 0.77243 | 0.77243 | 23.5498 | 23.5498 | 0.56961 | 1.3671 | 1.3671 | 0.77243 | 0.77243 | 0.59463 | 0.59463
2014-04-26 15:00 | 15 | 3.28% | 0.77243 | 0.77243 | 23.5498 | 23.5498 | 0.38333 | 0.92 | 0.92 | 0.77243 | 0.77243 | 0.14757 | 0.14757
2014-04-26 16:00 | 16 | 3.28% | 0.77243 | 0.77243 | 23.5498 | 23.5498 | 0.28824 | 0.69176 | 0.69176 | 0.69176 | 0.69176 | 0 | 0
2014-04-26 17:00 | 17 | 4.92% | 1.1586 | 1.1586 | 23.5498 | 23.5498 | 0.175 | 0.42 | 0.42 | 0.42 | 0.42 | 0 | 0
2014-04-26 18:00 | 18 | 6.56% | 1.5449 | 1.5449 | 23.5498 | 23.5498 | 0.084804 | 0.20353 | 0.20353 | 0.20353 | 0.20353 | 0 | 0
2014-04-26 19:00 | 19 | 9.84% | 2.3173 | 2.3173 | 23.5498 | 23.5498 | 0.031863 | 0.076471 | 0.076471 | 0.076471 | 0.076471 | 0 | 0
2014-04-26 20:00 | 20 | 8.2% | 1.9311 | 1.9311 | 23.5498 | 23.5498 | 0.0063725 | 0.015294 | 0.015294 | 0.015294 | 0.015294 | 0 | 0
2014-04-26 21:00 | 21 | 6.56% | 1.5449 | 1.5449 | 23.5498 | 23.5498 | 0.0004902 | 0.0011765 | 0.0011765 | 0.0011765 | 0.0011765 | 0 | 0
2014-04-26 22:00 | 22 | 4.92% | 1.1586 | 1.1586 | 23.5498 | 23.5498 | 0 | 0 | 0 | 0 | 0 | 0 | 0
2014-04-26 23:00 | 23 | 3.28% | 0.77243 | 0.77243 | 23.5498 | 23.5498 | 0 | 0 | 0 | 0 | 0 | 0 | 0
2014-04-27 | 24 | 1.64% | 0.38622 | 0.38622 | 23.5498 | 23.5498 | 0 | 0 | 0 | 0 | 0 | 0 | 0
2014-04-27 01:00 | 1 | 1.64% | 0.38622 | 0.38622 | 23.5498 | 23.5498 | 0 | 0 | 0 | 0 | 0 | 0 | 0
2014-04-27 02:00 | 2 | 1.64% | 0.38622 | 0.38622 | 23.5498 | 23.5498 | 0 | 0 | 0 | 0 | 0 | 0 | 0
2014-04-27 03:00 | 3 | 1.64% | 0.38622 | 0.38622 | 23.5498 | 23.5498 | 0 | 0 | 0 | 0 | 0 | 0 | 0
2014-04-27 04:00 | 4 | 1.64% | 0.38622 | 0.38622 | 23.5498 | 23.5498 | 0 | 0 | 0 | 0 | 0 | 0 | 0
2014-04-27 05:00 | 5 | 1.64% | 0.38622 | 0.38622 | 23.5498 | 23.5498 | 0.0053922 | 0.012941 | 0.012941 | 0.012941 | 0.012941 | 0 | 0
2014-04-27 06:00 | 6 | 3.28% | 0.77243 | 0.77243 | 23.5498 | 23.5498 | 0.060784 | 0.14588 | 0.14588 | 0.14588 | 0.14588 | 0 | 0
2014-04-27 07:00 | 7 | 4.92% | 1.1586 | 1.1586 | 23.5498 | 23.5498 | 0.17794 | 0.42706 | 0.42706 | 0.42706 | 0.42706 | 0 | 0
2014-04-27 08:00 | 8 | 6.56% | 1.5449 | 1.5449 | 23.5498 | 23.5498 | 0.3299 | 0.79176 | 0.79176 | 0.79176 | 0.79176 | 0 | 0
2014-04-27 09:00 | 9 | 6.56% | 1.5449 | 1.5449 | 23.5498 | 23.5498 | 0.47108 | 1.1306 | 1.1306 | 1.1306 | 1.1306 | 0 | 0
2014-04-27 10:00 | 10 | 4.92% | 1.1586 | 1.1586 | 23.5498 | 23.5498 | 0.61275 | 1.4706 | 1.4706 | 1.1586 | 1.1586 | 0.31194 | 0.31194
2014-04-27 11:00 | 11 | 3.28% | 0.77243 | 0.77243 | 23.5498 | 23.5498 | 0.67353 | 1.6165 | 1.6165 | 0.77243 | 0.77243 | 0.84404 | 0.84404
2014-04-27 12:00 | 12 | 3.28% | 0.77243 | 0.77243 | 23.5498 | 23.5498 | 0.65147 | 1.5635 | 1.5635 | 0.77243 | 0.77243 | 0.7911 | 0.7911
2014-04-27 13:00 | 13 | 3.28% | 0.77243 | 0.77243 | 23.5498 | 23.5498 | 0.5701 | 1.3682 | 1.3682 | 0.77243 | 0.77243 | 0.5958 | 0.5958
2014-04-27 14:00 | 14 | 3.28% | 0.77243 | 0.77243 | 23.5498 | 23.5498 | 0.50343 | 1.2082 | 1.2082 | 0.77243 | 0.77243 | 0.4358 | 0.4358
2014-04-27 15:00 | 15 | 3.28% | 0.77243 | 0.77243 | 23.5498 | 23.5498 | 0.45294 | 1.0871 | 1.0871 | 0.77243 | 0.77243 | 0.31463 | 0.31463
2014-04-27 16:00 | 16 | 3.28% | 0.77243 | 0.77243 | 23.5498 | 23.5498 | 0.36863 | 0.88471 | 0.88471 | 0.77243 | 0.77243 | 0.11227 | 0.11227
2014-04-27 17:00 | 17 | 4.92% | 1.1586 | 1.1586 | 23.5498 | 23.5498 | 0.19755 | 0.47412 | 0.47412 | 0.47412 | 0.47412 | 0 | 0
2014-04-27 18:00 | 18 | 6.56% | 1.5449 | 1.5449 | 23.5498 | 23.5498 | 0.065686 | 0.15765 | 0.15765 | 0.15765 | 0.15765 | 0 | 0
2014-04-27 19:00 | 19 | 9.84% | 2.3173 | 2.3173 | 23.5498 | 23.5498 | 0.029412 | 0.070588 | 0.070588 | 0.070588 | 0.070588 | 0 | 0
2014-04-27 20:00 | 20 | 8.2% | 1.9311 | 1.9311 | 23.5498 | 23.5498 | 0.0063725 | 0.015294 | 0.015294 | 0.015294 | 0.015294 | 0 | 0
2014-04-27 21:00 | 21 | 6.56% | 1.5449 | 1.5449 | 23.5498 | 23.5498 | 0.0004902 | 0.0011765 | 0.0011765 | 0.0011765 | 0.0011765 | 0 | 0
2014-04-27 22:00 | 22 | 4.92% | 1.1586 | 1.1586 | 23.5498 | 23.5498 | 0 | 0 | 0 | 0 | 0 | 0 | 0
2014-04-27 23:00 | 23 | 3.28% | 0.77243 | 0.77243 | 23.5498 | 23.5498 | 0 | 0 | 0 | 0 | 0 | 0 | 0
2014-04-28 | 24 | 1.64% | 0.38622 | 0.38622 | 23.5498 | 23.5498 | 0 | 0 | 0 | 0 | 0 | 0 | 0
2014-04-28 01:00 | 1 | 1.64% | 0.38622 | 0.38622 | 23.5498 | 23.5498 | 0 | 0 | 0 | 0 | 0 | 0 | 0
2014-04-28 02:00 | 2 | 1.64% | 0.38622 | 0.38622 | 23.5498 | 23.5498 | 0 | 0 | 0 | 0 | 0 | 0 | 0
2014-04-28 03:00 | 3 | 1.64% | 0.38622 | 0.38622 | 23.5498 | 23.5498 | 0 | 0 | 0 | 0 | 0 | 0 | 0
2014-04-28 04:00 | 4 | 1.64% | 0.38622 | 0.38622 | 23.5498 | 23.5498 | 0 | 0 | 0 | 0 | 0 | 0 | 0
2014-04-28 05:00 | 5 | 1.64% | 0.38622 | 0.38622 | 23.5498 | 23.5498 | 0.0068627 | 0.016471 | 0.016471 | 0.016471 | 0.016471 | 0 | 0
2014-04-28 06:00 | 6 | 3.28% | 0.77243 | 0.77243 | 23.5498 | 23.5498 | 0.059804 | 0.14353 | 0.14353 | 0.14353 | 0.14353 | 0 | 0
2014-04-28 07:00 | 7 | 4.92% | 1.1586 | 1.1586 | 23.5498 | 23.5498 | 0.18235 | 0.43765 | 0.43765 | 0.43765 | 0.43765 | 0 | 0
2014-04-28 08:00 | 8 | 6.56% | 1.5449 | 1.5449 | 23.5498 | 23.5498 | 0.2902 | 0.69647 | 0.69647 | 0.69647 | 0.69647 | 0 | 0
2014-04-28 09:00 | 9 | 6.56% | 1.5449 | 1.5449 | 23.5498 | 23.5498 | 0.52255 | 1.2541 | 1.2541 | 1.2541 | 1.2541 | 0 | 0
2014-04-28 10:00 | 10 | 4.92% | 1.1586 | 1.1586 | 23.5498 | 23.5498 | 0.70686 | 1.6965 | 1.6965 | 1.1586 | 1.1586 | 0.53782 | 0.53782
2014-04-28 11:00 | 11 | 3.28% | 0.77243 | 0.77243 | 23.5498 | 23.5498 | 0.82598 | 1.9824 | 1.9824 | 0.77243 | 0.77243 | 1.2099 | 1.2099
2014-04-28 12:00 | 12 | 3.28% | 0.77243 | 0.77243 | 23.5498 | 23.5498 | 0.76176 | 1.8282 | 1.8282 | 0.77243 | 0.77243 | 1.0558 | 1.0558
2014-04-28 13:00 | 13 | 3.28% | 0.77243 | 0.77243 | 23.5498 | 23.5498 | 0.78971 | 1.8953 | 1.8953 | 0.77243 | 0.77243 | 1.1229 | 1.1229
2014-04-28 14:00 | 14 | 3.28% | 0.77243 | 0.77243 | 23.5498 | 23.5498 | 0.67941 | 1.6306 | 1.6306 | 0.77243 | 0.77243 | 0.85816 | 0.85816
2014-04-28 15:00 | 15 | 3.28% | 0.77243 | 0.77243 | 23.5498 | 23.5498 | 0.45931 | 1.1024 | 1.1024 | 0.77243 | 0.77243 | 0.32992 | 0.32992
2014-04-28 16:00 | 16 | 3.28% | 0.77243 | 0.77243 | 23.5498 | 23.5498 | 0.34363 | 0.82471 | 0.82471 | 0.77243 | 0.77243 | 0.052273 | 0.052273
2014-04-28 17:00 | 17 | 4.92% | 1.1586 | 1.1586 | 23.5498 | 23.5498 | 0.18039 | 0.43294 | 0.43294 | 0.43294 | 0.43294 | 0 | 0
2014-04-28 18:00 | 18 | 6.56% | 1.5449 | 1.5449 | 23.5498 | 23.5498 | 0.076961 | 0.18471 | 0.18471 | 0.18471 | 0.18471 | 0 | 0
2014-04-28 19:00 | 19 | 9.84% | 2.3173 | 2.3173 | 23.5498 | 23.5498 | 0.030392 | 0.072941 | 0.072941 | 0.072941 | 0.072941 | 0 | 0
2014-04-28 20:00 | 20 | 8.2% | 1.9311 | 1.9311 | 23.5498 | 23.5498 | 0.0098039 | 0.023529 | 0.023529 | 0.023529 | 0.023529 | 0 | 0
2014-04-28 21:00 | 21 | 6.56% | 1.5449 | 1.5449 | 23.5498 | 23.5498 | 0.00098039 | 0.0023529 | 0.0023529 | 0.0023529 | 0.0023529 | 0 | 0
2014-04-28 22:00 | 22 | 4.92% | 1.1586 | 1.1586 | 23.5498 | 23.5498 | 0 | 0 | 0 | 0 | 0 | 0 | 0
2014-04-28 23:00 | 23 | 3.28% | 0.77243 | 0.77243 | 23.5498 | 23.5498 | 0 | 0 | 0 | 0 | 0 | 0 | 0
2014-04-29 | 24 | 1.64% | 0.38622 | 0.38622 | 23.5498 | 23.5498 | 0 | 0 | 0 | 0 | 0 | 0 | 0
2014-04-29 01:00 | 1 | 1.64% | 0.38622 | 0.38622 | 23.5498 | 23.5498 | 0 | 0 | 0 | 0 | 0 | 0 | 0
2014-04-29 02:00 | 2 | 1.64% | 0.38622 | 0.38622 | 23.5498 | 23.5498 | 0 | 0 | 0 | 0 | 0 | 0 | 0
2014-04-29 03:00 | 3 | 1.64% | 0.38622 | 0.38622 | 23.5498 | 23.5498 | 0 | 0 | 0 | 0 | 0 | 0 | 0
2014-04-29 04:00 | 4 | 1.64% | 0.38622 | 0.38622 | 23.5498 | 23.5498 | 0 | 0 | 0 | 0 | 0 | 0 | 0
2014-04-29 05:00 | 5 | 1.64% | 0.38622 | 0.38622 | 23.5498 | 23.5498 | 0.0063725 | 0.015294 | 0.015294 | 0.015294 | 0.015294 | 0 | 0
2014-04-29 06:00 | 6 | 3.28% | 0.77243 | 0.77243 | 23.5498 | 23.5498 | 0.065196 | 0.15647 | 0.15647 | 0.15647 | 0.15647 | 0 | 0
2014-04-29 07:00 | 7 | 4.92% | 1.1586 | 1.1586 | 23.5498 | 23.5498 | 0.23971 | 0.57529 | 0.57529 | 0.57529 | 0.57529 | 0 | 0
2014-04-29 08:00 | 8 | 6.56% | 1.5449 | 1.5449 | 23.5498 | 23.5498 | 0.44118 | 1.0588 | 1.0588 | 1.0588 | 1.0588 | 0 | 0
2014-04-29 09:00 | 9 | 6.56% | 1.5449 | 1.5449 | 23.5498 | 23.5498 | 0.56765 | 1.3624 | 1.3624 | 1.3624 | 1.3624 | 0 | 0
2014-04-29 10:00 | 10 | 4.92% | 1.1586 | 1.1586 | 23.5498 | 23.5498 | 0.66275 | 1.5906 | 1.5906 | 1.1586 | 1.1586 | 0.43194 | 0.43194
2014-04-29 11:00 | 11 | 3.28% | 0.77243 | 0.77243 | 23.5498 | 23.5498 | 0.59265 | 1.4224 | 1.4224 | 0.77243 | 0.77243 | 0.64992 | 0.64992
2014-04-29 12:00 | 12 | 3.28% | 0.77243 | 0.77243 | 23.5498 | 23.5498 | 0.64412 | 1.5459 | 1.5459 | 0.77243 | 0.77243 | 0.77345 | 0.77345
2014-04-29 13:00 | 13 | 3.28% | 0.77243 | 0.77243 | 23.5498 | 23.5498 | 0.58039 | 1.3929 | 1.3929 | 0.77243 | 0.77243 | 0.62051 | 0.62051
2014-04-29 14:00 | 14 | 3.28% | 0.77243 | 0.77243 | 23.5498 | 23.5498 | 0.58775 | 1.4106 | 1.4106 | 0.77243 | 0.77243 | 0.63816 | 0.63816
2014-04-29 15:00 | 15 | 3.28% | 0.77243 | 0.77243 | 23.5498 | 23.5498 | 0.49706 | 1.1929 | 1.1929 | 0.77243 | 0.77243 | 0.42051 | 0.42051
2014-04-29 16:00 | 16 | 3.28% | 0.77243 | 0.77243 | 23.5498 | 23.5498 | 0.36275 | 0.87059 | 0.87059 | 0.77243 | 0.77243 | 0.098155 | 0.098155
2014-04-29 17:00 | 17 | 4.92% | 1.1586 | 1.1586 | 23.5498 | 23.5498 | 0.19265 | 0.46235 | 0.46235 | 0.46235 | 0.46235 | 0 | 0
2014-04-29 18:00 | 18 | 6.56% | 1.5449 | 1.5449 | 23.5498 | 23.5498 | 0.07549 | 0.18118 | 0.18118 | 0.18118 | 0.18118 | 0 | 0
2014-04-29 19:00 | 19 | 9.84% | 2.3173 | 2.3173 | 23.5498 | 23.5498 | 0.030882 | 0.074118 | 0.074118 | 0.074118 | 0.074118 | 0 | 0
2014-04-29 20:00 | 20 | 8.2% | 1.9311 | 1.9311 | 23.5498 | 23.5498 | 0.0098039 | 0.023529 | 0.023529 | 0.023529 | 0.023529 | 0 | 0
2014-04-29 21:00 | 21 | 6.56% | 1.5449 | 1.5449 | 23.5498 | 23.5498 | 0.00098039 | 0.0023529 | 0.0023529 | 0.0023529 | 0.0023529 | 0 | 0
2014-04-29 22:00 | 22 | 4.92% | 1.1586 | 1.1586 | 23.5498 | 23.5498 | 0 | 0 | 0 | 0 | 0 | 0 | 0
2014-04-29 23:00 | 23 | 3.28% | 0.77243 | 0.77243 | 23.5498 | 23.5498 | 0 | 0 | 0 | 0 | 0 | 0 | 0
2014-04-30 | 24 | 1.64% | 0.38622 | 0.38622 | 23.5498 | 23.5498 | 0 | 0 | 0 | 0 | 0 | 0 | 0
2014-04-30 01:00 | 1 | 1.64% | 0.38622 | 0.38622 | 23.5498 | 23.5498 | 0 | 0 | 0 | 0 | 0 | 0 | 0
2014-04-30 02:00 | 2 | 1.64% | 0.38622 | 0.38622 | 23.5498 | 23.5498 | 0 | 0 | 0 | 0 | 0 | 0 | 0
2014-04-30 03:00 | 3 | 1.64% | 0.38622 | 0.38622 | 23.5498 | 23.5498 | 0 | 0 | 0 | 0 | 0 | 0 | 0
2014-04-30 04:00 | 4 | 1.64% | 0.38622 | 0.38622 | 23.5498 | 23.5498 | 0 | 0 | 0 | 0 | 0 | 0 | 0
2014-04-30 05:00 | 5 | 1.64% | 0.38622 | 0.38622 | 23.5498 | 23.5498 | 0.0063725 | 0.015294 | 0.015294 | 0.015294 | 0.015294 | 0 | 0
2014-04-30 06:00 | 6 | 3.28% | 0.77243 | 0.77243 | 23.5498 | 23.5498 | 0.071569 | 0.17176 | 0.17176 | 0.17176 | 0.17176 | 0 | 0
2014-04-30 07:00 | 7 | 4.92% | 1.1586 | 1.1586 | 23.5498 | 23.5498 | 0.18186 | 0.43647 | 0.43647 | 0.43647 | 0.43647 | 0 | 0
2014-04-30 08:00 | 8 | 6.56% | 1.5449 | 1.5449 | 23.5498 | 23.5498 | 0.33922 | 0.81412 | 0.81412 | 0.81412 | 0.81412 | 0 | 0
2014-04-30 09:00 | 9 | 6.56% | 1.5449 | 1.5449 | 23.5498 | 23.5498 | 0.58382 | 1.4012 | 1.4012 | 1.4012 | 1.4012 | 0 | 0
2014-04-30 10:00 | 10 | 4.92% | 1.1586 | 1.1586 | 23.5498 | 23.5498 | 0.62304 | 1.4953 | 1.4953 | 1.1586 | 1.1586 | 0.33664 | 0.33664
2014-04-30 11:00 | 11 | 3.28% | 0.77243 | 0.77243 | 23.5498 | 23.5498 | 0.69412 | 1.6659 | 1.6659 | 0.77243 | 0.77243 | 0.89345 | 0.89345
2014-04-30 12:00 | 12 | 3.28% | 0.77243 | 0.77243 | 23.5498 | 23.5498 | 0.69167 | 1.66 | 1.66 | 0.77243 | 0.77243 | 0.88757 | 0.88757
2014-04-30 13:00 | 13 | 3.28% | 0.77243 | 0.77243 | 23.5498 | 23.5498 | 0.68137 | 1.6353 | 1.6353 | 0.77243 | 0.77243 | 0.86286 | 0.86286
2014-04-30 14:00 | 14 | 3.28% | 0.77243 | 0.77243 | 23.5498 | 23.5498 | 0.60049 | 1.4412 | 1.4412 | 0.77243 | 0.77243 | 0.66874 | 0.66874
2014-04-30 15:00 | 15 | 3.28% | 0.77243 | 0.77243 | 23.5498 | 23.5498 | 0.45735 | 1.0976 | 1.0976 | 0.77243 | 0.77243 | 0.32521 | 0.32521
2014-04-30 16:00 | 16 | 3.28% | 0.77243 | 0.77243 | 23.5498 | 23.5498 | 0.26422 | 0.63412 | 0.63412 | 0.63412 | 0.63412 | 0 | 0
2014-04-30 17:00 | 17 | 4.92% | 1.1586 | 1.1586 | 23.5498 | 23.5498 | 0.15931 | 0.38235 | 0.38235 | 0.38235 | 0.38235 | 0 | 0
2014-04-30 18:00 | 18 | 6.56% | 1.5449 | 1.5449 | 23.5498 | 23.5498 | 0.093137 | 0.22353 | 0.22353 | 0.22353 | 0.22353 | 0 | 0
2014-04-30 19:00 | 19 | 9.84% | 2.3173 | 2.3173 | 23.5498 | 23.5498 | 0.040196 | 0.096471 | 0.096471 | 0.096471 | 0.096471 | 0 | 0
2014-04-30 20:00 | 20 | 8.2% | 1.9311 | 1.9311 | 23.5498 | 23.5498 | 0.0088235 | 0.021176 | 0.021176 | 0.021176 | 0.021176 | 0 | 0
2014-04-30 21:00 | 21 | 6.56% | 1.5449 | 1.5449 | 23.5498 | 23.5498 | 0.00098039 | 0.0023529 | 0.0023529 | 0.0023529 | 0.0023529 | 0 | 0
2014-04-30 22:00 | 22 | 4.92% | 1.1586 | 1.1586 | 23.5498 | 23.5498 | 0 | 0 | 0 | 0 | 0 | 0 | 0
2014-04-30 23:00 | 23 | 3.28% | 0.77243 | 0.77243 | 23.5498 | 23.5498 | 0 | 0 | 0 | 0 | 0 | 0 | 0
2014-05-01 | 24 | 1.64% | 0.38622 | 0.38622 | 23.5498 | 23.5498 | 0 | 0 | 0 | 0 | 0 | 0 | 0
2014-05-01 01:00 | 1 | 1.64% | 0.28032 | 0.28032 | 17.0926 | 17.0926 | 0 | 0 | 0 | 0 | 0 | 0 | 0
2014-05-01 02:00 | 2 | 1.64% | 0.28032 | 0.28032 | 17.0926 | 17.0926 | 0 | 0 | 0 | 0 | 0 | 0 | 0
2014-05-01 03:00 | 3 | 1.64% | 0.28032 | 0.28032 | 17.0926 | 17.0926 | 0 | 0 | 0 | 0 | 0 | 0 | 0
2014-05-01 04:00 | 4 | 1.64% | 0.28032 | 0.28032 | 17.0926 | 17.0926 | 0 | 0 | 0 | 0 | 0 | 0 | 0
2014-05-01 05:00 | 5 | 1.64% | 0.28032 | 0.28032 | 17.0926 | 17.0926 | 0.0044118 | 0.010588 | 0.010588 | 0.010588 | 0.010588 | 0 | 0
2014-05-01 06:00 | 6 | 3.28% | 0.56064 | 0.56064 | 17.0926 | 17.0926 | 0.047549 | 0.11412 | 0.11412 | 0.11412 | 0.11412 | 0 | 0
2014-05-01 07:00 | 7 | 4.92% | 0.84096 | 0.84096 | 17.0926 | 17.0926 | 0.15588 | 0.37412 | 0.37412 | 0.37412 | 0.37412 | 0 | 0
2014-05-01 08:00 | 8 | 6.56% | 1.1213 | 1.1213 | 17.0926 | 17.0926 | 0.31029 | 0.74471 | 0.74471 | 0.74471 | 0.74471 | 0 | 0
2014-05-01 09:00 | 9 | 6.56% | 1.1213 | 1.1213 | 17.0926 | 17.0926 | 0.42696 | 1.0247 | 1.0247 | 1.0247 | 1.0247 | 0 | 0
2014-05-01 10:00 | 10 | 4.92% | 0.84096 | 0.84096 | 17.0926 | 17.0926 | 0.57353 | 1.3765 | 1.3765 | 0.84096 | 0.84096 | 0.53552 | 0.53552
2014-05-01 11:00 | 11 | 3.28% | 0.56064 | 0.56064 | 17.0926 | 17.0926 | 0.63676 | 1.5282 | 1.5282 | 0.56064 | 0.56064 | 0.9676 | 0.9676
2014-05-01 12:00 | 12 | 3.28% | 0.56064 | 0.56064 | 17.0926 | 17.0926 | 0.62255 | 1.4941 | 1.4941 | 0.56064 | 0.56064 | 0.93348 | 0.93348
2014-05-01 13:00 | 13 | 3.28% | 0.56064 | 0.56064 | 17.0926 | 17.0926 | 0.56618 | 1.3588 | 1.3588 | 0.56064 | 0.56064 | 0.79819 | 0.79819
2014-05-01 14:00 | 14 | 3.28% | 0.56064 | 0.56064 | 17.0926 | 17.0926 | 0.48235 | 1.1576 | 1.1576 | 0.56064 | 0.56064 | 0.59701 | 0.59701
2014-05-01 15:00 | 15 | 3.28% | 0.56064 | 0.56064 | 17.0926 | 17.0926 | 0.42059 | 1.0094 | 1.0094 | 0.56064 | 0.56064 | 0.44877 | 0.44877
2014-05-01 16:00 | 16 | 3.28% | 0.56064 | 0.56064 | 17.0926 | 17.0926 | 0.26667 | 0.64 | 0.64 | 0.56064 | 0.56064 | 0.079363 | 0.079363
2014-05-01 17:00 | 17 | 4.92% | 0.84096 | 0.84096 | 17.0926 | 17.0926 | 0.15735 | 0.37765 | 0.37765 | 0.37765 | 0.37765 | 0 | 0
2014-05-01 18:00 | 18 | 6.56% | 1.1213 | 1.1213 | 17.0926 | 17.0926 | 0.073039 | 0.17529 | 0.17529 | 0.17529 | 0.17529 | 0 | 0
2014-05-01 19:00 | 19 | 9.84% | 1.6819 | 1.6819 | 17.0926 | 17.0926 | 0.040686 | 0.097647 | 0.097647 | 0.097647 | 0.097647 | 0 | 0
2014-05-01 20:00 | 20 | 8.2% | 1.4016 | 1.4016 | 17.0926 | 17.0926 | 0.010784 | 0.025882 | 0.025882 | 0.025882 | 0.025882 | 0 | 0
2014-05-01 21:00 | 21 | 6.56% | 1.1213 | 1.1213 | 17.0926 | 17.0926 | 0.00098039 | 0.0023529 | 0.0023529 | 0.0023529 | 0.0023529 | 0 | 0
2014-05-01 22:00 | 22 | 4.92% | 0.84096 | 0.84096 | 17.0926 | 17.0926 | 0 | 0 | 0 | 0 | 0 | 0 | 0
2014-05-01 23:00 | 23 | 3.28% | 0.56064 | 0.56064 | 17.0926 | 17.0926 | 0 | 0 | 0 | 0 | 0 | 0 | 0
2014-05-02 | 24 | 1.64% | 0.28032 | 0.28032 | 17.0926 | 17.0926 | 0 | 0 | 0 | 0 | 0 | 0 | 0
2014-05-02 01:00 | 1 | 1.64% | 0.28032 | 0.28032 | 17.0926 | 17.0926 | 0 | 0 | 0 | 0 | 0 | 0 | 0
2014-05-02 02:00 | 2 | 1.64% | 0.28032 | 0.28032 | 17.0926 | 17.0926 | 0 | 0 | 0 | 0 | 0 | 0 | 0
2014-05-02 03:00 | 3 | 1.64% | 0.28032 | 0.28032 | 17.0926 | 17.0926 | 0 | 0 | 0 | 0 | 0 | 0 | 0
2014-05-02 04:00 | 4 | 1.64% | 0.28032 | 0.28032 | 17.0926 | 17.0926 | 0 | 0 | 0 | 0 | 0 | 0 | 0
2014-05-02 05:00 | 5 | 1.64% | 0.28032 | 0.28032 | 17.0926 | 17.0926 | 0.0078431 | 0.018824 | 0.018824 | 0.018824 | 0.018824 | 0 | 0
2014-05-02 06:00 | 6 | 3.28% | 0.56064 | 0.56064 | 17.0926 | 17.0926 | 0.078431 | 0.18824 | 0.18824 | 0.18824 | 0.18824 | 0 | 0
2014-05-02 07:00 | 7 | 4.92% | 0.84096 | 0.84096 | 17.0926 | 17.0926 | 0.23775 | 0.57059 | 0.57059 | 0.57059 | 0.57059 | 0 | 0
2014-05-02 08:00 | 8 | 6.56% | 1.1213 | 1.1213 | 17.0926 | 17.0926 | 0.35392 | 0.84941 | 0.84941 | 0.84941 | 0.84941 | 0 | 0
2014-05-02 09:00 | 9 | 6.56% | 1.1213 | 1.1213 | 17.0926 | 17.0926 | 0.40735 | 0.97765 | 0.97765 | 0.97765 | 0.97765 | 0 | 0
2014-05-02 10:00 | 10 | 4.92% | 0.84096 | 0.84096 | 17.0926 | 17.0926 | 0.45098 | 1.0824 | 1.0824 | 0.84096 | 0.84096 | 0.2414 | 0.2414
2014-05-02 11:00 | 11 | 3.28% | 0.56064 | 0.56064 | 17.0926 | 17.0926 | 0.34461 | 0.82706 | 0.82706 | 0.56064 | 0.56064 | 0.26642 | 0.26642
2014-05-02 12:00 | 12 | 3.28% | 0.56064 | 0.56064 | 17.0926 | 17.0926 | 0.37696 | 0.90471 | 0.90471 | 0.56064 | 0.56064 | 0.34407 | 0.34407
2014-05-02 13:00 | 13 | 3.28% | 0.56064 | 0.56064 | 17.0926 | 17.0926 | 0.33088 | 0.79412 | 0.79412 | 0.56064 | 0.56064 | 0.23348 | 0.23348
2014-05-02 14:00 | 14 | 3.28% | 0.56064 | 0.56064 | 17.0926 | 17.0926 | 0.40833 | 0.98 | 0.98 | 0.56064 | 0.56064 | 0.41936 | 0.41936
2014-05-02 15:00 | 15 | 3.28% | 0.56064 | 0.56064 | 17.0926 | 17.0926 | 0.35 | 0.84 | 0.84 | 0.56064 | 0.56064 | 0.27936 | 0.27936
2014-05-02 16:00 | 16 | 3.28% | 0.56064 | 0.56064 | 17.0926 | 17.0926 | 0.32451 | 0.77882 | 0.77882 | 0.56064 | 0.56064 | 0.21819 | 0.21819
2014-05-02 17:00 | 17 | 4.92% | 0.84096 | 0.84096 | 17.0926 | 17.0926 | 0.16618 | 0.39882 | 0.39882 | 0.39882 | 0.39882 | 0 | 0
2014-05-02 18:00 | 18 | 6.56% | 1.1213 | 1.1213 | 17.0926 | 17.0926 | 0.077941 | 0.18706 | 0.18706 | 0.18706 | 0.18706 | 0 | 0
2014-05-02 19:00 | 19 | 9.84% | 1.6819 | 1.6819 | 17.0926 | 17.0926 | 0.038235 | 0.091765 | 0.091765 | 0.091765 | 0.091765 | 0 | 0
2014-05-02 20:00 | 20 | 8.2% | 1.4016 | 1.4016 | 17.0926 | 17.0926 | 0.0088235 | 0.021176 | 0.021176 | 0.021176 | 0.021176 | 0 | 0
2014-05-02 21:00 | 21 | 6.56% | 1.1213 | 1.1213 | 17.0926 | 17.0926 | 0.0014706 | 0.0035294 | 0.0035294 | 0.0035294 | 0.0035294 | 0 | 0
2014-05-02 22:00 | 22 | 4.92% | 0.84096 | 0.84096 | 17.0926 | 17.0926 | 0 | 0 | 0 | 0 | 0 | 0 | 0
2014-05-02 23:00 | 23 | 3.28% | 0.56064 | 0.56064 | 17.0926 | 17.0926 | 0 | 0 | 0 | 0 | 0 | 0 | 0
2014-05-03 | 24 | 1.64% | 0.28032 | 0.28032 | 17.0926 | 17.0926 | 0 | 0 | 0 | 0 | 0 | 0 | 0
2014-05-03 01:00 | 1 | 1.64% | 0.28032 | 0.28032 | 17.0926 | 17.0926 | 0 | 0 | 0 | 0 | 0 | 0 | 0
2014-05-03 02:00 | 2 | 1.64% | 0.28032 | 0.28032 | 17.0926 | 17.0926 | 0 | 0 | 0 | 0 | 0 | 0 | 0
2014-05-03 03:00 | 3 | 1.64% | 0.28032 | 0.28032 | 17.0926 | 17.0926 | 0 | 0 | 0 | 0 | 0 | 0 | 0
2014-05-03 04:00 | 4 | 1.64% | 0.28032 | 0.28032 | 17.0926 | 17.0926 | 0 | 0 | 0 | 0 | 0 | 0 | 0
2014-05-03 05:00 | 5 | 1.64% | 0.28032 | 0.28032 | 17.0926 | 17.0926 | 0.0073529 | 0.017647 | 0.017647 | 0.017647 | 0.017647 | 0 | 0
2014-05-03 06:00 | 6 | 3.28% | 0.56064 | 0.56064 | 17.0926 | 17.0926 | 0.064706 | 0.15529 | 0.15529 | 0.15529 | 0.15529 | 0 | 0
2014-05-03 07:00 | 7 | 4.92% | 0.84096 | 0.84096 | 17.0926 | 17.0926 | 0.17402 | 0.41765 | 0.41765 | 0.41765 | 0.41765 | 0 | 0
2014-05-03 08:00 | 8 | 6.56% | 1.1213 | 1.1213 | 17.0926 | 17.0926 | 0.34853 | 0.83647 | 0.83647 | 0.83647 | 0.83647 | 0 | 0
2014-05-03 09:00 | 9 | 6.56% | 1.1213 | 1.1213 | 17.0926 | 17.0926 | 0.43039 | 1.0329 | 1.0329 | 1.0329 | 1.0329 | 0 | 0
2014-05-03 10:00 | 10 | 4.92% | 0.84096 | 0.84096 | 17.0926 | 17.0926 | 0.46324 | 1.1118 | 1.1118 | 0.84096 | 0.84096 | 0.27081 | 0.27081
2014-05-03 11:00 | 11 | 3.28% | 0.56064 | 0.56064 | 17.0926 | 17.0926 | 0.43088 | 1.0341 | 1.0341 | 0.56064 | 0.56064 | 0.47348 | 0.47348
2014-05-03 12:00 | 12 | 3.28% | 0.56064 | 0.56064 | 17.0926 | 17.0926 | 0.4701 | 1.1282 | 1.1282 | 0.56064 | 0.56064 | 0.5676 | 0.5676
2014-05-03 13:00 | 13 | 3.28% | 0.56064 | 0.56064 | 17.0926 | 17.0926 | 0.44559 | 1.0694 | 1.0694 | 0.56064 | 0.56064 | 0.50877 | 0.50877
2014-05-03 14:00 | 14 | 3.28% | 0.56064 | 0.56064 | 17.0926 | 17.0926 | 0.38627 | 0.92706 | 0.92706 | 0.56064 | 0.56064 | 0.36642 | 0.36642
2014-05-03 15:00 | 15 | 3.28% | 0.56064 | 0.56064 | 17.0926 | 17.0926 | 0.41127 | 0.98706 | 0.98706 | 0.56064 | 0.56064 | 0.42642 | 0.42642
2014-05-03 16:00 | 16 | 3.28% | 0.56064 | 0.56064 | 17.0926 | 17.0926 | 0.3049 | 0.73176 | 0.73176 | 0.56064 | 0.56064 | 0.17113 | 0.17113
2014-05-03 17:00 | 17 | 4.92% | 0.84096 | 0.84096 | 17.0926 | 17.0926 | 0.17745 | 0.42588 | 0.42588 | 0.42588 | 0.42588 | 0 | 0
2014-05-03 18:00 | 18 | 6.56% | 1.1213 | 1.1213 | 17.0926 | 17.0926 | 0.086765 | 0.20824 | 0.20824 | 0.20824 | 0.20824 | 0 | 0
2014-05-03 19:00 | 19 | 9.84% | 1.6819 | 1.6819 | 17.0926 | 17.0926 | 0.034804 | 0.083529 | 0.083529 | 0.083529 | 0.083529 | 0 | 0
2014-05-03 20:00 | 20 | 8.2% | 1.4016 | 1.4016 | 17.0926 | 17.0926 | 0.011275 | 0.027059 | 0.027059 | 0.027059 | 0.027059 | 0 | 0
2014-05-03 21:00 | 21 | 6.56% | 1.1213 | 1.1213 | 17.0926 | 17.0926 | 0.0019608 | 0.0047059 | 0.0047059 | 0.0047059 | 0.0047059 | 0 | 0
2014-05-03 22:00 | 22 | 4.92% | 0.84096 | 0.84096 | 17.0926 | 17.0926 | 0 | 0 | 0 | 0 | 0 | 0 | 0
2014-05-03 23:00 | 23 | 3.28% | 0.56064 | 0.56064 | 17.0926 | 17.0926 | 0 | 0 | 0 | 0 | 0 | 0 | 0
2014-05-04 | 24 | 1.64% | 0.28032 | 0.28032 | 17.0926 | 17.0926 | 0 | 0 | 0 | 0 | 0 | 0 | 0
2014-05-04 01:00 | 1 | 1.64% | 0.28032 | 0.28032 | 17.0926 | 17.0926 | 0 | 0 | 0 | 0 | 0 | 0 | 0
2014-05-04 02:00 | 2 | 1.64% | 0.28032 | 0.28032 | 17.0926 | 17.0926 | 0 | 0 | 0 | 0 | 0 | 0 | 0
2014-05-04 03:00 | 3 | 1.64% | 0.28032 | 0.28032 | 17.0926 | 17.0926 | 0 | 0 | 0 | 0 | 0 | 0 | 0
2014-05-04 04:00 | 4 | 1.64% | 0.28032 | 0.28032 | 17.0926 | 17.0926 | 0 | 0 | 0 | 0 | 0 | 0 | 0
2014-05-04 05:00 | 5 | 1.64% | 0.28032 | 0.28032 | 17.0926 | 17.0926 | 0.0078431 | 0.018824 | 0.018824 | 0.018824 | 0.018824 | 0 | 0
2014-05-04 06:00 | 6 | 3.28% | 0.56064 | 0.56064 | 17.0926 | 17.0926 | 0.071569 | 0.17176 | 0.17176 | 0.17176 | 0.17176 | 0 | 0
2014-05-04 07:00 | 7 | 4.92% | 0.84096 | 0.84096 | 17.0926 | 17.0926 | 0.20882 | 0.50118 | 0.50118 | 0.50118 | 0.50118 | 0 | 0
2014-05-04 08:00 | 8 | 6.56% | 1.1213 | 1.1213 | 17.0926 | 17.0926 | 0.3 | 0.72 | 0.72 | 0.72 | 0.72 | 0 | 0
2014-05-04 09:00 | 9 | 6.56% | 1.1213 | 1.1213 | 17.0926 | 17.0926 | 0.43676 | 1.0482 | 1.0482 | 1.0482 | 1.0482 | 0 | 0
2014-05-04 10:00 | 10 | 4.92% | 0.84096 | 0.84096 | 17.0926 | 17.0926 | 0.54363 | 1.3047 | 1.3047 | 0.84096 | 0.84096 | 0.46375 | 0.46375
2014-05-04 11:00 | 11 | 3.28% | 0.56064 | 0.56064 | 17.0926 | 17.0926 | 0.68971 | 1.6553 | 1.6553 | 0.56064 | 0.56064 | 1.0947 | 1.0947
2014-05-04 12:00 | 12 | 3.28% | 0.56064 | 0.56064 | 17.0926 | 17.0926 | 0.54951 | 1.3188 | 1.3188 | 0.56064 | 0.56064 | 0.75819 | 0.75819
2014-05-04 13:00 | 13 | 3.28% | 0.56064 | 0.56064 | 17.0926 | 17.0926 | 0.625 | 1.5 | 1.5 | 0.56064 | 0.56064 | 0.93936 | 0.93936
2014-05-04 14:00 | 14 | 3.28% | 0.56064 | 0.56064 | 17.0926 | 17.0926 | 0.59804 | 1.4353 | 1.4353 | 0.56064 | 0.56064 | 0.87466 | 0.87466
2014-05-04 15:00 | 15 | 3.28% | 0.56064 | 0.56064 | 17.0926 | 17.0926 | 0.54804 | 1.3153 | 1.3153 | 0.56064 | 0.56064 | 0.75466 | 0.75466
2014-05-04 16:00 | 16 | 3.28% | 0.56064 | 0.56064 | 17.0926 | 17.0926 | 0.325 | 0.78 | 0.78 | 0.56064 | 0.56064 | 0.21936 | 0.21936
2014-05-04 17:00 | 17 | 4.92% | 0.84096 | 0.84096 | 17.0926 | 17.0926 | 0.17892 | 0.42941 | 0.42941 | 0.42941 | 0.42941 | 0 | 0
2014-05-04 18:00 | 18 | 6.56% | 1.1213 | 1.1213 | 17.0926 | 17.0926 | 0.082843 | 0.19882 | 0.19882 | 0.19882 | 0.19882 | 0 | 0
2014-05-04 19:00 | 19 | 9.84% | 1.6819 | 1.6819 | 17.0926 | 17.0926 | 0.039216 | 0.094118 | 0.094118 | 0.094118 | 0.094118 | 0 | 0
2014-05-04 20:00 | 20 | 8.2% | 1.4016 | 1.4016 | 17.0926 | 17.0926 | 0.012255 | 0.029412 | 0.029412 | 0.029412 | 0.029412 | 0 | 0
2014-05-04 21:00 | 21 | 6.56% | 1.1213 | 1.1213 | 17.0926 | 17.0926 | 0.00098039 | 0.0023529 | 0.0023529 | 0.0023529 | 0.0023529 | 0 | 0
2014-05-04 22:00 | 22 | 4.92% | 0.84096 | 0.84096 | 17.0926 | 17.0926 | 0 | 0 | 0 | 0 | 0 | 0 | 0
2014-05-04 23:00 | 23 | 3.28% | 0.56064 | 0.56064 | 17.0926 | 17.0926 | 0 | 0 | 0 | 0 | 0 | 0 | 0
2014-05-05 | 24 | 1.64% | 0.28032 | 0.28032 | 17.0926 | 17.0926 | 0 | 0 | 0 | 0 | 0 | 0 | 0
2014-05-05 01:00 | 1 | 1.64% | 0.28032 | 0.28032 | 17.0926 | 17.0926 | 0 | 0 | 0 | 0 | 0 | 0 | 0
2014-05-05 02:00 | 2 | 1.64% | 0.28032 | 0.28032 | 17.0926 | 17.0926 | 0 | 0 | 0 | 0 | 0 | 0 | 0
2014-05-05 03:00 | 3 | 1.64% | 0.28032 | 0.28032 | 17.0926 | 17.0926 | 0 | 0 | 0 | 0 | 0 | 0 | 0
2014-05-05 04:00 | 4 | 1.64% | 0.28032 | 0.28032 | 17.0926 | 17.0926 | 0 | 0 | 0 | 0 | 0 | 0 | 0
2014-05-05 05:00 | 5 | 1.64% | 0.28032 | 0.28032 | 17.0926 | 17.0926 | 0.0098039 | 0.023529 | 0.023529 | 0.023529 | 0.023529 | 0 | 0
2014-05-05 06:00 | 6 | 3.28% | 0.56064 | 0.56064 | 17.0926 | 17.0926 | 0.07598 | 0.18235 | 0.18235 | 0.18235 | 0.18235 | 0 | 0
2014-05-05 07:00 | 7 | 4.92% | 0.84096 | 0.84096 | 17.0926 | 17.0926 | 0.23284 | 0.55882 | 0.55882 | 0.55882 | 0.55882 | 0 | 0
2014-05-05 08:00 | 8 | 6.56% | 1.1213 | 1.1213 | 17.0926 | 17.0926 | 0.29853 | 0.71647 | 0.71647 | 0.71647 | 0.71647 | 0 | 0
2014-05-05 09:00 | 9 | 6.56% | 1.1213 | 1.1213 | 17.0926 | 17.0926 | 0.63284 | 1.5188 | 1.5188 | 1.1213 | 1.1213 | 0.39755 | 0.39755
2014-05-05 10:00 | 10 | 4.92% | 0.84096 | 0.84096 | 17.0926 | 17.0926 | 0.63676 | 1.5282 | 1.5282 | 0.84096 | 0.84096 | 0.68728 | 0.68728
2014-05-05 11:00 | 11 | 3.28% | 0.56064 | 0.56064 | 17.0926 | 17.0926 | 0.64951 | 1.5588 | 1.5588 | 0.56064 | 0.56064 | 0.99819 | 0.99819
2014-05-05 12:00 | 12 | 3.28% | 0.56064 | 0.56064 | 17.0926 | 17.0926 | 0.64167 | 1.54 | 1.54 | 0.56064 | 0.56064 | 0.97936 | 0.97936
2014-05-05 13:00 | 13 | 3.28% | 0.56064 | 0.56064 | 17.0926 | 17.0926 | 0.59069 | 1.4176 | 1.4176 | 0.56064 | 0.56064 | 0.85701 | 0.85701
2014-05-05 14:00 | 14 | 3.28% | 0.56064 | 0.56064 | 17.0926 | 17.0926 | 0.58824 | 1.4118 | 1.4118 | 0.56064 | 0.56064 | 0.85113 | 0.85113
2014-05-05 15:00 | 15 | 3.28% | 0.56064 | 0.56064 | 17.0926 | 17.0926 | 0.53088 | 1.2741 | 1.2741 | 0.56064 | 0.56064 | 0.71348 | 0.71348
2014-05-05 16:00 | 16 | 3.28% | 0.56064 | 0.56064 | 17.0926 | 17.0926 | 0.37745 | 0.90588 | 0.90588 | 0.56064 | 0.56064 | 0.34525 | 0.34525
2014-05-05 17:00 | 17 | 4.92% | 0.84096 | 0.84096 | 17.0926 | 17.0926 | 0.18922 | 0.45412 | 0.45412 | 0.45412 | 0.45412 | 0 | 0
2014-05-05 18:00 | 18 | 6.56% | 1.1213 | 1.1213 | 17.0926 | 17.0926 | 0.086275 | 0.20706 | 0.20706 | 0.20706 | 0.20706 | 0 | 0
2014-05-05 19:00 | 19 | 9.84% | 1.6819 | 1.6819 | 17.0926 | 17.0926 | 0.047059 | 0.11294 | 0.11294 | 0.11294 | 0.11294 | 0 | 0
2014-05-05 20:00 | 20 | 8.2% | 1.4016 | 1.4016 | 17.0926 | 17.0926 | 0.013725 | 0.032941 | 0.032941 | 0.032941 | 0.032941 | 0 | 0
2014-05-05 21:00 | 21 | 6.56% | 1.1213 | 1.1213 | 17.0926 | 17.0926 | 0.00098039 | 0.0023529 | 0.0023529 | 0.0023529 | 0.0023529 | 0 | 0
2014-05-05 22:00 | 22 | 4.92% | 0.84096 | 0.84096 | 17.0926 | 17.0926 | 0 | 0 | 0 | 0 | 0 | 0 | 0
2014-05-05 23:00 | 23 | 3.28% | 0.56064 | 0.56064 | 17.0926 | 17.0926 | 0 | 0 | 0 | 0 | 0 | 0 | 0
2014-05-06 | 24 | 1.64% | 0.28032 | 0.28032 | 17.0926 | 17.0926 | 0 | 0 | 0 | 0 | 0 | 0 | 0
2014-05-06 01:00 | 1 | 1.64% | 0.28032 | 0.28032 | 17.0926 | 17.0926 | 0 | 0 | 0 | 0 | 0 | 0 | 0
2014-05-06 02:00 | 2 | 1.64% | 0.28032 | 0.28032 | 17.0926 | 17.0926 | 0 | 0 | 0 | 0 | 0 | 0 | 0
2014-05-06 03:00 | 3 | 1.64% | 0.28032 | 0.28032 | 17.0926 | 17.0926 | 0 | 0 | 0 | 0 | 0 | 0 | 0
2014-05-06 04:00 | 4 | 1.64% | 0.28032 | 0.28032 | 17.0926 | 17.0926 | 0 | 0 | 0 | 0 | 0 | 0 | 0
2014-05-06 05:00 | 5 | 1.64% | 0.28032 | 0.28032 | 17.0926 | 17.0926 | 0.012745 | 0.030588 | 0.030588 | 0.030588 | 0.030588 | 0 | 0
2014-05-06 06:00 | 6 | 3.28% | 0.56064 | 0.56064 | 17.0926 | 17.0926 | 0.093137 | 0.22353 | 0.22353 | 0.22353 | 0.22353 | 0 | 0
2014-05-06 07:00 | 7 | 4.92% | 0.84096 | 0.84096 | 17.0926 | 17.0926 | 0.19216 | 0.46118 | 0.46118 | 0.46118 | 0.46118 | 0 | 0
2014-05-06 08:00 | 8 | 6.56% | 1.1213 | 1.1213 | 17.0926 | 17.0926 | 0.30833 | 0.74 | 0.74 | 0.74 | 0.74 | 0 | 0
2014-05-06 09:00 | 9 | 6.56% | 1.1213 | 1.1213 | 17.0926 | 17.0926 | 0.47304 | 1.1353 | 1.1353 | 1.1213 | 1.1213 | 0.014021 | 0.014021
2014-05-06 10:00 | 10 | 4.92% | 0.84096 | 0.84096 | 17.0926 | 17.0926 | 0.59363 | 1.4247 | 1.4247 | 0.84096 | 0.84096 | 0.58375 | 0.58375
2014-05-06 11:00 | 11 | 3.28% | 0.56064 | 0.56064 | 17.0926 | 17.0926 | 0.60196 | 1.4447 | 1.4447 | 0.56064 | 0.56064 | 0.88407 | 0.88407
2014-05-06 12:00 | 12 | 3.28% | 0.56064 | 0.56064 | 17.0926 | 17.0926 | 0.58186 | 1.3965 | 1.3965 | 0.56064 | 0.56064 | 0.83583 | 0.83583
2014-05-06 13:00 | 13 | 3.28% | 0.56064 | 0.56064 | 17.0926 | 17.0926 | 0.38578 | 0.92588 | 0.92588 | 0.56064 | 0.56064 | 0.36525 | 0.36525
2014-05-06 14:00 | 14 | 3.28% | 0.56064 | 0.56064 | 17.0926 | 17.0926 | 0.35588 | 0.85412 | 0.85412 | 0.56064 | 0.56064 | 0.29348 | 0.29348
2014-05-06 15:00 | 15 | 3.28% | 0.56064 | 0.56064 | 17.0926 | 17.0926 | 0.31225 | 0.74941 | 0.74941 | 0.56064 | 0.56064 | 0.18877 | 0.18877
2014-05-06 16:00 | 16 | 3.28% | 0.56064 | 0.56064 | 17.0926 | 17.0926 | 0.25686 | 0.61647 | 0.61647 | 0.56064 | 0.56064 | 0.055834 | 0.055834
2014-05-06 17:00 | 17 | 4.92% | 0.84096 | 0.84096 | 17.0926 | 17.0926 | 0.15098 | 0.36235 | 0.36235 | 0.36235 | 0.36235 | 0 | 0
2014-05-06 18:00 | 18 | 6.56% | 1.1213 | 1.1213 | 17.0926 | 17.0926 | 0.10588 | 0.25412 | 0.25412 | 0.25412 | 0.25412 | 0 | 0
2014-05-06 19:00 | 19 | 9.84% | 1.6819 | 1.6819 | 17.0926 | 17.0926 | 0.047059 | 0.11294 | 0.11294 | 0.11294 | 0.11294 | 0 | 0
2014-05-06 20:00 | 20 | 8.2% | 1.4016 | 1.4016 | 17.0926 | 17.0926 | 0.014706 | 0.035294 | 0.035294 | 0.035294 | 0.035294 | 0 | 0
2014-05-06 21:00 | 21 | 6.56% | 1.1213 | 1.1213 | 17.0926 | 17.0926 | 0.0019608 | 0.0047059 | 0.0047059 | 0.0047059 | 0.0047059 | 0 | 0
2014-05-06 22:00 | 22 | 4.92% | 0.84096 | 0.84096 | 17.0926 | 17.0926 | 0 | 0 | 0 | 0 | 0 | 0 | 0
2014-05-06 23:00 | 23 | 3.28% | 0.56064 | 0.56064 | 17.0926 | 17.0926 | 0 | 0 | 0 | 0 | 0 | 0 | 0
2014-05-07 | 24 | 1.64% | 0.28032 | 0.28032 | 17.0926 | 17.0926 | 0 | 0 | 0 | 0 | 0 | 0 | 0
2014-05-07 01:00 | 1 | 1.64% | 0.28032 | 0.28032 | 17.0926 | 17.0926 | 0 | 0 | 0 | 0 | 0 | 0 | 0
2014-05-07 02:00 | 2 | 1.64% | 0.28032 | 0.28032 | 17.0926 | 17.0926 | 0 | 0 | 0 | 0 | 0 | 0 | 0
2014-05-07 03:00 | 3 | 1.64% | 0.28032 | 0.28032 | 17.0926 | 17.0926 | 0 | 0 | 0 | 0 | 0 | 0 | 0
2014-05-07 04:00 | 4 | 1.64% | 0.28032 | 0.28032 | 17.0926 | 17.0926 | 0 | 0 | 0 | 0 | 0 | 0 | 0
2014-05-07 05:00 | 5 | 1.64% | 0.28032 | 0.28032 | 17.0926 | 17.0926 | 0.015196 | 0.036471 | 0.036471 | 0.036471 | 0.036471 | 0 | 0
2014-05-07 06:00 | 6 | 3.28% | 0.56064 | 0.56064 | 17.0926 | 17.0926 | 0.07451 | 0.17882 | 0.17882 | 0.17882 | 0.17882 | 0 | 0
2014-05-07 07:00 | 7 | 4.92% | 0.84096 | 0.84096 | 17.0926 | 17.0926 | 0.2098 | 0.50353 | 0.50353 | 0.50353 | 0.50353 | 0 | 0
2014-05-07 08:00 | 8 | 6.56% | 1.1213 | 1.1213 | 17.0926 | 17.0926 | 0.37941 | 0.91059 | 0.91059 | 0.91059 | 0.91059 | 0 | 0
2014-05-07 09:00 | 9 | 6.56% | 1.1213 | 1.1213 | 17.0926 | 17.0926 | 0.51814 | 1.2435 | 1.2435 | 1.1213 | 1.1213 | 0.12226 | 0.12226
2014-05-07 10:00 | 10 | 4.92% | 0.84096 | 0.84096 | 17.0926 | 17.0926 | 0.48971 | 1.1753 | 1.1753 | 0.84096 | 0.84096 | 0.33434 | 0.33434
2014-05-07 11:00 | 11 | 3.28% | 0.56064 | 0.56064 | 17.0926 | 17.0926 | 0.56373 | 1.3529 | 1.3529 | 0.56064 | 0.56064 | 0.7923 | 0.7923
2014-05-07 12:00 | 12 | 3.28% | 0.56064 | 0.56064 | 17.0926 | 17.0926 | 0.59608 | 1.4306 | 1.4306 | 0.56064 | 0.56064 | 0.86995 | 0.86995
2014-05-07 13:00 | 13 | 3.28% | 0.56064 | 0.56064 | 17.0926 | 17.0926 | 0.48382 | 1.1612 | 1.1612 | 0.56064 | 0.56064 | 0.60054 | 0.60054
2014-05-07 14:00 | 14 | 3.28% | 0.56064 | 0.56064 | 17.0926 | 17.0926 | 0.41422 | 0.99412 | 0.99412 | 0.56064 | 0.56064 | 0.43348 | 0.43348
2014-05-07 15:00 | 15 | 3.28% | 0.56064 | 0.56064 | 17.0926 | 17.0926 | 0.30588 | 0.73412 | 0.73412 | 0.56064 | 0.56064 | 0.17348 | 0.17348
2014-05-07 16:00 | 16 | 3.28% | 0.56064 | 0.56064 | 17.0926 | 17.0926 | 0.35049 | 0.84118 | 0.84118 | 0.56064 | 0.56064 | 0.28054 | 0.28054
2014-05-07 17:00 | 17 | 4.92% | 0.84096 | 0.84096 | 17.0926 | 17.0926 | 0.18284 | 0.43882 | 0.43882 | 0.43882 | 0.43882 | 0 | 0
2014-05-07 18:00 | 18 | 6.56% | 1.1213 | 1.1213 | 17.0926 | 17.0926 | 0.084804 | 0.20353 | 0.20353 | 0.20353 | 0.20353 | 0 | 0
2014-05-07 19:00 | 19 | 9.84% | 1.6819 | 1.6819 | 17.0926 | 17.0926 | 0.036275 | 0.087059 | 0.087059 | 0.087059 | 0.087059 | 0 | 0
2014-05-07 20:00 | 20 | 8.2% | 1.4016 | 1.4016 | 17.0926 | 17.0926 | 0.012745 | 0.030588 | 0.030588 | 0.030588 | 0.030588 | 0 | 0
2014-05-07 21:00 | 21 | 6.56% | 1.1213 | 1.1213 | 17.0926 | 17.0926 | 0.0014706 | 0.0035294 | 0.0035294 | 0.0035294 | 0.0035294 | 0 | 0
2014-05-07 22:00 | 22 | 4.92% | 0.84096 | 0.84096 | 17.0926 | 17.0926 | 0 | 0 | 0 | 0 | 0 | 0 | 0
2014-05-07 23:00 | 23 | 3.28% | 0.56064 | 0.56064 | 17.0926 | 17.0926 | 0 | 0 | 0 | 0 | 0 | 0 | 0
2014-05-08 | 24 | 1.64% | 0.28032 | 0.28032 | 17.0926 | 17.0926 | 0 | 0 | 0 | 0 | 0 | 0 | 0
2014-05-08 01:00 | 1 | 1.64% | 0.28032 | 0.28032 | 17.0926 | 17.0926 | 0 | 0 | 0 | 0 | 0 | 0 | 0
2014-05-08 02:00 | 2 | 1.64% | 0.28032 | 0.28032 | 17.0926 | 17.0926 | 0 | 0 | 0 | 0 | 0 | 0 | 0
2014-05-08 03:00 | 3 | 1.64% | 0.28032 | 0.28032 | 17.0926 | 17.0926 | 0 | 0 | 0 | 0 | 0 | 0 | 0
2014-05-08 04:00 | 4 | 1.64% | 0.28032 | 0.28032 | 17.0926 | 17.0926 | 0 | 0 | 0 | 0 | 0 | 0 | 0
2014-05-08 05:00 | 5 | 1.64% | 0.28032 | 0.28032 | 17.0926 | 17.0926 | 0.017647 | 0.042353 | 0.042353 | 0.042353 | 0.042353 | 0 | 0
2014-05-08 06:00 | 6 | 3.28% | 0.56064 | 0.56064 | 17.0926 | 17.0926 | 0.070588 | 0.16941 | 0.16941 | 0.16941 | 0.16941 | 0 | 0
2014-05-08 07:00 | 7 | 4.92% | 0.84096 | 0.84096 | 17.0926 | 17.0926 | 0.26127 | 0.62706 | 0.62706 | 0.62706 | 0.62706 | 0 | 0
2014-05-08 08:00 | 8 | 6.56% | 1.1213 | 1.1213 | 17.0926 | 17.0926 | 0.48333 | 1.16 | 1.16 | 1.1213 | 1.1213 | 0.038726 | 0.038726
2014-05-08 09:00 | 9 | 6.56% | 1.1213 | 1.1213 | 17.0926 | 17.0926 | 0.58039 | 1.3929 | 1.3929 | 1.1213 | 1.1213 | 0.27167 | 0.27167
2014-05-08 10:00 | 10 | 4.92% | 0.84096 | 0.84096 | 17.0926 | 17.0926 | 0.64216 | 1.5412 | 1.5412 | 0.84096 | 0.84096 | 0.70022 | 0.70022
2014-05-08 11:00 | 11 | 3.28% | 0.56064 | 0.56064 | 17.0926 | 17.0926 | 0.6951 | 1.6682 | 1.6682 | 0.56064 | 0.56064 | 1.1076 | 1.1076
2014-05-08 12:00 | 12 | 3.28% | 0.56064 | 0.56064 | 17.0926 | 17.0926 | 0.75343 | 1.8082 | 1.8082 | 0.56064 | 0.56064 | 1.2476 | 1.2476
2014-05-08 13:00 | 13 | 3.28% | 0.56064 | 0.56064 | 17.0926 | 17.0926 | 0.73775 | 1.7706 | 1.7706 | 0.56064 | 0.56064 | 1.21 | 1.21
2014-05-08 14:00 | 14 | 3.28% | 0.56064 | 0.56064 | 17.0926 | 17.0926 | 0.6201 | 1.4882 | 1.4882 | 0.56064 | 0.56064 | 0.9276 | 0.9276
2014-05-08 15:00 | 15 | 3.28% | 0.56064 | 0.56064 | 17.0926 | 17.0926 | 0.51569 | 1.2376 | 1.2376 | 0.56064 | 0.56064 | 0.67701 | 0.67701
2014-05-08 16:00 | 16 | 3.28% | 0.56064 | 0.56064 | 17.0926 | 17.0926 | 0.3549 | 0.85176 | 0.85176 | 0.56064 | 0.56064 | 0.29113 | 0.29113
2014-05-08 17:00 | 17 | 4.92% | 0.84096 | 0.84096 | 17.0926 | 17.0926 | 0.18676 | 0.44824 | 0.44824 | 0.44824 | 0.44824 | 0 | 0
2014-05-08 18:00 | 18 | 6.56% | 1.1213 | 1.1213 | 17.0926 | 17.0926 | 0.096078 | 0.23059 | 0.23059 | 0.23059 | 0.23059 | 0 | 0
2014-05-08 19:00 | 19 | 9.84% | 1.6819 | 1.6819 | 17.0926 | 17.0926 | 0.044608 | 0.10706 | 0.10706 | 0.10706 | 0.10706 | 0 | 0
2014-05-08 20:00 | 20 | 8.2% | 1.4016 | 1.4016 | 17.0926 | 17.0926 | 0.015196 | 0.036471 | 0.036471 | 0.036471 | 0.036471 | 0 | 0
2014-05-08 21:00 | 21 | 6.56% | 1.1213 | 1.1213 | 17.0926 | 17.0926 | 0.0019608 | 0.0047059 | 0.0047059 | 0.0047059 | 0.0047059 | 0 | 0
2014-05-08 22:00 | 22 | 4.92% | 0.84096 | 0.84096 | 17.0926 | 17.0926 | 0 | 0 | 0 | 0 | 0 | 0 | 0
2014-05-08 23:00 | 23 | 3.28% | 0.56064 | 0.56064 | 17.0926 | 17.0926 | 0 | 0 | 0 | 0 | 0 | 0 | 0
2014-05-09 | 24 | 1.64% | 0.28032 | 0.28032 | 17.0926 | 17.0926 | 0 | 0 | 0 | 0 | 0 | 0 | 0
2014-05-09 01:00 | 1 | 1.64% | 0.28032 | 0.28032 | 17.0926 | 17.0926 | 0 | 0 | 0 | 0 | 0 | 0 | 0
2014-05-09 02:00 | 2 | 1.64% | 0.28032 | 0.28032 | 17.0926 | 17.0926 | 0 | 0 | 0 | 0 | 0 | 0 | 0
2014-05-09 03:00 | 3 | 1.64% | 0.28032 | 0.28032 | 17.0926 | 17.0926 | 0 | 0 | 0 | 0 | 0 | 0 | 0
2014-05-09 04:00 | 4 | 1.64% | 0.28032 | 0.28032 | 17.0926 | 17.0926 | 0 | 0 | 0 | 0 | 0 | 0 | 0
2014-05-09 05:00 | 5 | 1.64% | 0.28032 | 0.28032 | 17.0926 | 17.0926 | 0.013725 | 0.032941 | 0.032941 | 0.032941 | 0.032941 | 0 | 0
2014-05-09 06:00 | 6 | 3.28% | 0.56064 | 0.56064 | 17.0926 | 17.0926 | 0.081863 | 0.19647 | 0.19647 | 0.19647 | 0.19647 | 0 | 0
2014-05-09 07:00 | 7 | 4.92% | 0.84096 | 0.84096 | 17.0926 | 17.0926 | 0.22941 | 0.55059 | 0.55059 | 0.55059 | 0.55059 | 0 | 0
2014-05-09 08:00 | 8 | 6.56% | 1.1213 | 1.1213 | 17.0926 | 17.0926 | 0.41912 | 1.0059 | 1.0059 | 1.0059 | 1.0059 | 0 | 0
2014-05-09 09:00 | 9 | 6.56% | 1.1213 | 1.1213 | 17.0926 | 17.0926 | 0.49314 | 1.1835 | 1.1835 | 1.1213 | 1.1213 | 0.062256 | 0.062256
2014-05-09 10:00 | 10 | 4.92% | 0.84096 | 0.84096 | 17.0926 | 17.0926 | 0.58235 | 1.3976 | 1.3976 | 0.84096 | 0.84096 | 0.55669 | 0.55669
2014-05-09 11:00 | 11 | 3.28% | 0.56064 | 0.56064 | 17.0926 | 17.0926 | 0.60882 | 1.4612 | 1.4612 | 0.56064 | 0.56064 | 0.90054 | 0.90054
2014-05-09 12:00 | 12 | 3.28% | 0.56064 | 0.56064 | 17.0926 | 17.0926 | 0.53873 | 1.2929 | 1.2929 | 0.56064 | 0.56064 | 0.7323 | 0.7323
2014-05-09 13:00 | 13 | 3.28% | 0.56064 | 0.56064 | 17.0926 | 17.0926 | 0.55196 | 1.3247 | 1.3247 | 0.56064 | 0.56064 | 0.76407 | 0.76407
2014-05-09 14:00 | 14 | 3.28% | 0.56064 | 0.56064 | 17.0926 | 17.0926 | 0.50882 | 1.2212 | 1.2212 | 0.56064 | 0.56064 | 0.66054 | 0.66054
2014-05-09 15:00 | 15 | 3.28% | 0.56064 | 0.56064 | 17.0926 | 17.0926 | 0.36422 | 0.87412 | 0.87412 | 0.56064 | 0.56064 | 0.31348 | 0.31348
2014-05-09 16:00 | 16 | 3.28% | 0.56064 | 0.56064 | 17.0926 | 17.0926 | 0.31912 | 0.76588 | 0.76588 | 0.56064 | 0.56064 | 0.20525 | 0.20525
2014-05-09 17:00 | 17 | 4.92% | 0.84096 | 0.84096 | 17.0926 | 17.0926 | 0.16029 | 0.38471 | 0.38471 | 0.38471 | 0.38471 | 0 | 0
2014-05-09 18:00 | 18 | 6.56% | 1.1213 | 1.1213 | 17.0926 | 17.0926 | 0.073529 | 0.17647 | 0.17647 | 0.17647 | 0.17647 | 0 | 0
2014-05-09 19:00 | 19 | 9.84% | 1.6819 | 1.6819 | 17.0926 | 17.0926 | 0.045588 | 0.10941 | 0.10941 | 0.10941 | 0.10941 | 0 | 0
2014-05-09 20:00 | 20 | 8.2% | 1.4016 | 1.4016 | 17.0926 | 17.0926 | 0.015686 | 0.037647 | 0.037647 | 0.037647 | 0.037647 | 0 | 0
2014-05-09 21:00 | 21 | 6.56% | 1.1213 | 1.1213 | 17.0926 | 17.0926 | 0.00098039 | 0.0023529 | 0.0023529 | 0.0023529 | 0.0023529 | 0 | 0
2014-05-09 22:00 | 22 | 4.92% | 0.84096 | 0.84096 | 17.0926 | 17.0926 | 0 | 0 | 0 | 0 | 0 | 0 | 0
2014-05-09 23:00 | 23 | 3.28% | 0.56064 | 0.56064 | 17.0926 | 17.0926 | 0 | 0 | 0 | 0 | 0 | 0 | 0
2014-05-10 | 24 | 1.64% | 0.28032 | 0.28032 | 17.0926 | 17.0926 | 0 | 0 | 0 | 0 | 0 | 0 | 0
2014-05-10 01:00 | 1 | 1.64% | 0.28032 | 0.28032 | 17.0926 | 17.0926 | 0 | 0 | 0 | 0 | 0 | 0 | 0
2014-05-10 02:00 | 2 | 1.64% | 0.28032 | 0.28032 | 17.0926 | 17.0926 | 0 | 0 | 0 | 0 | 0 | 0 | 0
2014-05-10 03:00 | 3 | 1.64% | 0.28032 | 0.28032 | 17.0926 | 17.0926 | 0 | 0 | 0 | 0 | 0 | 0 | 0
2014-05-10 04:00 | 4 | 1.64% | 0.28032 | 0.28032 | 17.0926 | 17.0926 | 0 | 0 | 0 | 0 | 0 | 0 | 0
2014-05-10 05:00 | 5 | 1.64% | 0.28032 | 0.28032 | 17.0926 | 17.0926 | 0.017157 | 0.041176 | 0.041176 | 0.041176 | 0.041176 | 0 | 0
2014-05-10 06:00 | 6 | 3.28% | 0.56064 | 0.56064 | 17.0926 | 17.0926 | 0.10931 | 0.26235 | 0.26235 | 0.26235 | 0.26235 | 0 | 0
2014-05-10 07:00 | 7 | 4.92% | 0.84096 | 0.84096 | 17.0926 | 17.0926 | 0.275 | 0.66 | 0.66 | 0.66 | 0.66 | 0 | 0
2014-05-10 08:00 | 8 | 6.56% | 1.1213 | 1.1213 | 17.0926 | 17.0926 | 0.44069 | 1.0576 | 1.0576 | 1.0576 | 1.0576 | 0 | 0
2014-05-10 09:00 | 9 | 6.56% | 1.1213 | 1.1213 | 17.0926 | 17.0926 | 0.54412 | 1.3059 | 1.3059 | 1.1213 | 1.1213 | 0.18461 | 0.18461
2014-05-10 10:00 | 10 | 4.92% | 0.84096 | 0.84096 | 17.0926 | 17.0926 | 0.65196 | 1.5647 | 1.5647 | 0.84096 | 0.84096 | 0.72375 | 0.72375
2014-05-10 11:00 | 11 | 3.28% | 0.56064 | 0.56064 | 17.0926 | 17.0926 | 0.72255 | 1.7341 | 1.7341 | 0.56064 | 0.56064 | 1.1735 | 1.1735
2014-05-10 12:00 | 12 | 3.28% | 0.56064 | 0.56064 | 17.0926 | 17.0926 | 0.78676 | 1.8882 | 1.8882 | 0.56064 | 0.56064 | 1.3276 | 1.3276
2014-05-10 13:00 | 13 | 3.28% | 0.56064 | 0.56064 | 17.0926 | 17.0926 | 0.69216 | 1.6612 | 1.6612 | 0.56064 | 0.56064 | 1.1005 | 1.1005
2014-05-10 14:00 | 14 | 3.28% | 0.56064 | 0.56064 | 17.0926 | 17.0926 | 0.50147 | 1.2035 | 1.2035 | 0.56064 | 0.56064 | 0.64289 | 0.64289
2014-05-10 15:00 | 15 | 3.28% | 0.56064 | 0.56064 | 17.0926 | 17.0926 | 0.42255 | 1.0141 | 1.0141 | 0.56064 | 0.56064 | 0.45348 | 0.45348
2014-05-10 16:00 | 16 | 3.28% | 0.56064 | 0.56064 | 17.0926 | 17.0926 | 0.2799 | 0.67176 | 0.67176 | 0.56064 | 0.56064 | 0.11113 | 0.11113
2014-05-10 17:00 | 17 | 4.92% | 0.84096 | 0.84096 | 17.0926 | 17.0926 | 0.16912 | 0.40588 | 0.40588 | 0.40588 | 0.40588 | 0 | 0
2014-05-10 18:00 | 18 | 6.56% | 1.1213 | 1.1213 | 17.0926 | 17.0926 | 0.07402 | 0.17765 | 0.17765 | 0.17765 | 0.17765 | 0 | 0
2014-05-10 19:00 | 19 | 9.84% | 1.6819 | 1.6819 | 17.0926 | 17.0926 | 0.030882 | 0.074118 | 0.074118 | 0.074118 | 0.074118 | 0 | 0
2014-05-10 20:00 | 20 | 8.2% | 1.4016 | 1.4016 | 17.0926 | 17.0926 | 0.011275 | 0.027059 | 0.027059 | 0.027059 | 0.027059 | 0 | 0
2014-05-10 21:00 | 21 | 6.56% | 1.1213 | 1.1213 | 17.0926 | 17.0926 | 0.0014706 | 0.0035294 | 0.0035294 | 0.0035294 | 0.0035294 | 0 | 0
2014-05-10 22:00 | 22 | 4.92% | 0.84096 | 0.84096 | 17.0926 | 17.0926 | 0 | 0 | 0 | 0 | 0 | 0 | 0
2014-05-10 23:00 | 23 | 3.28% | 0.56064 | 0.56064 | 17.0926 | 17.0926 | 0 | 0 | 0 | 0 | 0 | 0 | 0
2014-05-11 | 24 | 1.64% | 0.28032 | 0.28032 | 17.0926 | 17.0926 | 0 | 0 | 0 | 0 | 0 | 0 | 0
2014-05-11 01:00 | 1 | 1.64% | 0.28032 | 0.28032 | 17.0926 | 17.0926 | 0 | 0 | 0 | 0 | 0 | 0 | 0
2014-05-11 02:00 | 2 | 1.64% | 0.28032 | 0.28032 | 17.0926 | 17.0926 | 0 | 0 | 0 | 0 | 0 | 0 | 0
2014-05-11 03:00 | 3 | 1.64% | 0.28032 | 0.28032 | 17.0926 | 17.0926 | 0 | 0 | 0 | 0 | 0 | 0 | 0
2014-05-11 04:00 | 4 | 1.64% | 0.28032 | 0.28032 | 17.0926 | 17.0926 | 0 | 0 | 0 | 0 | 0 | 0 | 0
2014-05-11 05:00 | 5 | 1.64% | 0.28032 | 0.28032 | 17.0926 | 17.0926 | 0.013725 | 0.032941 | 0.032941 | 0.032941 | 0.032941 | 0 | 0
2014-05-11 06:00 | 6 | 3.28% | 0.56064 | 0.56064 | 17.0926 | 17.0926 | 0.07402 | 0.17765 | 0.17765 | 0.17765 | 0.17765 | 0 | 0
2014-05-11 07:00 | 7 | 4.92% | 0.84096 | 0.84096 | 17.0926 | 17.0926 | 0.18873 | 0.45294 | 0.45294 | 0.45294 | 0.45294 | 0 | 0
2014-05-11 08:00 | 8 | 6.56% | 1.1213 | 1.1213 | 17.0926 | 17.0926 | 0.30098 | 0.72235 | 0.72235 | 0.72235 | 0.72235 | 0 | 0
2014-05-11 09:00 | 9 | 6.56% | 1.1213 | 1.1213 | 17.0926 | 17.0926 | 0.38186 | 0.91647 | 0.91647 | 0.91647 | 0.91647 | 0 | 0
2014-05-11 10:00 | 10 | 4.92% | 0.84096 | 0.84096 | 17.0926 | 17.0926 | 0.37598 | 0.90235 | 0.90235 | 0.84096 | 0.84096 | 0.061398 | 0.061398
2014-05-11 11:00 | 11 | 3.28% | 0.56064 | 0.56064 | 17.0926 | 17.0926 | 0.37402 | 0.89765 | 0.89765 | 0.56064 | 0.56064 | 0.33701 | 0.33701
2014-05-11 12:00 | 12 | 3.28% | 0.56064 | 0.56064 | 17.0926 | 17.0926 | 0.48088 | 1.1541 | 1.1541 | 0.56064 | 0.56064 | 0.59348 | 0.59348
2014-05-11 13:00 | 13 | 3.28% | 0.56064 | 0.56064 | 17.0926 | 17.0926 | 0.3902 | 0.93647 | 0.93647 | 0.56064 | 0.56064 | 0.37583 | 0.37583
2014-05-11 14:00 | 14 | 3.28% | 0.56064 | 0.56064 | 17.0926 | 17.0926 | 0.35441 | 0.85059 | 0.85059 | 0.56064 | 0.56064 | 0.28995 | 0.28995
2014-05-11 15:00 | 15 | 3.28% | 0.56064 | 0.56064 | 17.0926 | 17.0926 | 0.31961 | 0.76706 | 0.76706 | 0.56064 | 0.56064 | 0.20642 | 0.20642
2014-05-11 16:00 | 16 | 3.28% | 0.56064 | 0.56064 | 17.0926 | 17.0926 | 0.25098 | 0.60235 | 0.60235 | 0.56064 | 0.56064 | 0.041716 | 0.041716
2014-05-11 17:00 | 17 | 4.92% | 0.84096 | 0.84096 | 17.0926 | 17.0926 | 0.14804 | 0.35529 | 0.35529 | 0.35529 | 0.35529 | 0 | 0
2014-05-11 18:00 | 18 | 6.56% | 1.1213 | 1.1213 | 17.0926 | 17.0926 | 0.07598 | 0.18235 | 0.18235 | 0.18235 | 0.18235 | 0 | 0
2014-05-11 19:00 | 19 | 9.84% | 1.6819 | 1.6819 | 17.0926 | 17.0926 | 0.044118 | 0.10588 | 0.10588 | 0.10588 | 0.10588 | 0 | 0
2014-05-11 20:00 | 20 | 8.2% | 1.4016 | 1.4016 | 17.0926 | 17.0926 | 0.011275 | 0.027059 | 0.027059 | 0.027059 | 0.027059 | 0 | 0
2014-05-11 21:00 | 21 | 6.56% | 1.1213 | 1.1213 | 17.0926 | 17.0926 | 0 | 0 | 0 | 0 | 0 | 0 | 0
2014-05-11 22:00 | 22 | 4.92% | 0.84096 | 0.84096 | 17.0926 | 17.0926 | 0 | 0 | 0 | 0 | 0 | 0 | 0
2014-05-11 23:00 | 23 | 3.28% | 0.56064 | 0.56064 | 17.0926 | 17.0926 | 0 | 0 | 0 | 0 | 0 | 0 | 0
2014-05-12 | 24 | 1.64% | 0.28032 | 0.28032 | 17.0926 | 17.0926 | 0 | 0 | 0 | 0 | 0 | 0 | 0
2014-05-12 01:00 | 1 | 1.64% | 0.28032 | 0.28032 | 17.0926 | 17.0926 | 0 | 0 | 0 | 0 | 0 | 0 | 0
2014-05-12 02:00 | 2 | 1.64% | 0.28032 | 0.28032 | 17.0926 | 17.0926 | 0 | 0 | 0 | 0 | 0 | 0 | 0
2014-05-12 03:00 | 3 | 1.64% | 0.28032 | 0.28032 | 17.0926 | 17.0926 | 0 | 0 | 0 | 0 | 0 | 0 | 0
2014-05-12 04:00 | 4 | 1.64% | 0.28032 | 0.28032 | 17.0926 | 17.0926 | 0 | 0 | 0 | 0 | 0 | 0 | 0
2014-05-12 05:00 | 5 | 1.64% | 0.28032 | 0.28032 | 17.0926 | 17.0926 | 0.0044118 | 0.010588 | 0.010588 | 0.010588 | 0.010588 | 0 | 0
2014-05-12 06:00 | 6 | 3.28% | 0.56064 | 0.56064 | 17.0926 | 17.0926 | 0.04902 | 0.11765 | 0.11765 | 0.11765 | 0.11765 | 0 | 0
2014-05-12 07:00 | 7 | 4.92% | 0.84096 | 0.84096 | 17.0926 | 17.0926 | 0.13186 | 0.31647 | 0.31647 | 0.31647 | 0.31647 | 0 | 0
2014-05-12 08:00 | 8 | 6.56% | 1.1213 | 1.1213 | 17.0926 | 17.0926 | 0.20588 | 0.49412 | 0.49412 | 0.49412 | 0.49412 | 0 | 0
2014-05-12 09:00 | 9 | 6.56% | 1.1213 | 1.1213 | 17.0926 | 17.0926 | 0.27304 | 0.65529 | 0.65529 | 0.65529 | 0.65529 | 0 | 0
2014-05-12 10:00 | 10 | 4.92% | 0.84096 | 0.84096 | 17.0926 | 17.0926 | 0.28382 | 0.68118 | 0.68118 | 0.68118 | 0.68118 | 0 | 0
2014-05-12 11:00 | 11 | 3.28% | 0.56064 | 0.56064 | 17.0926 | 17.0926 | 0.27157 | 0.65176 | 0.65176 | 0.56064 | 0.56064 | 0.091128 | 0.091128
2014-05-12 12:00 | 12 | 3.28% | 0.56064 | 0.56064 | 17.0926 | 17.0926 | 0.35833 | 0.86 | 0.86 | 0.56064 | 0.56064 | 0.29936 | 0.29936
2014-05-12 13:00 | 13 | 3.28% | 0.56064 | 0.56064 | 17.0926 | 17.0926 | 0.43382 | 1.0412 | 1.0412 | 0.56064 | 0.56064 | 0.48054 | 0.48054
2014-05-12 14:00 | 14 | 3.28% | 0.56064 | 0.56064 | 17.0926 | 17.0926 | 0.5201 | 1.2482 | 1.2482 | 0.56064 | 0.56064 | 0.6876 | 0.6876
2014-05-12 15:00 | 15 | 3.28% | 0.56064 | 0.56064 | 17.0926 | 17.0926 | 0.40882 | 0.98118 | 0.98118 | 0.56064 | 0.56064 | 0.42054 | 0.42054
2014-05-12 16:00 | 16 | 3.28% | 0.56064 | 0.56064 | 17.0926 | 17.0926 | 0.25343 | 0.60824 | 0.60824 | 0.56064 | 0.56064 | 0.047599 | 0.047599
2014-05-12 17:00 | 17 | 4.92% | 0.84096 | 0.84096 | 17.0926 | 17.0926 | 0.12745 | 0.30588 | 0.30588 | 0.30588 | 0.30588 | 0 | 0
2014-05-12 18:00 | 18 | 6.56% | 1.1213 | 1.1213 | 17.0926 | 17.0926 | 0.067157 | 0.16118 | 0.16118 | 0.16118 | 0.16118 | 0 | 0
2014-05-12 19:00 | 19 | 9.84% | 1.6819 | 1.6819 | 17.0926 | 17.0926 | 0.05049 | 0.12118 | 0.12118 | 0.12118 | 0.12118 | 0 | 0
2014-05-12 20:00 | 20 | 8.2% | 1.4016 | 1.4016 | 17.0926 | 17.0926 | 0.018137 | 0.043529 | 0.043529 | 0.043529 | 0.043529 | 0 | 0
2014-05-12 21:00 | 21 | 6.56% | 1.1213 | 1.1213 | 17.0926 | 17.0926 | 0.0014706 | 0.0035294 | 0.0035294 | 0.0035294 | 0.0035294 | 0 | 0
2014-05-12 22:00 | 22 | 4.92% | 0.84096 | 0.84096 | 17.0926 | 17.0926 | 0 | 0 | 0 | 0 | 0 | 0 | 0
2014-05-12 23:00 | 23 | 3.28% | 0.56064 | 0.56064 | 17.0926 | 17.0926 | 0 | 0 | 0 | 0 | 0 | 0 | 0
2014-05-13 | 24 | 1.64% | 0.28032 | 0.28032 | 17.0926 | 17.0926 | 0 | 0 | 0 | 0 | 0 | 0 | 0
2014-05-13 01:00 | 1 | 1.64% | 0.28032 | 0.28032 | 17.0926 | 17.0926 | 0 | 0 | 0 | 0 | 0 | 0 | 0
2014-05-13 02:00 | 2 | 1.64% | 0.28032 | 0.28032 | 17.0926 | 17.0926 | 0 | 0 | 0 | 0 | 0 | 0 | 0
2014-05-13 03:00 | 3 | 1.64% | 0.28032 | 0.28032 | 17.0926 | 17.0926 | 0 | 0 | 0 | 0 | 0 | 0 | 0
2014-05-13 04:00 | 4 | 1.64% | 0.28032 | 0.28032 | 17.0926 | 17.0926 | 0.0004902 | 0.0011765 | 0.0011765 | 0.0011765 | 0.0011765 | 0 | 0
2014-05-13 05:00 | 5 | 1.64% | 0.28032 | 0.28032 | 17.0926 | 17.0926 | 0.019118 | 0.045882 | 0.045882 | 0.045882 | 0.045882 | 0 | 0
2014-05-13 06:00 | 6 | 3.28% | 0.56064 | 0.56064 | 17.0926 | 17.0926 | 0.073039 | 0.17529 | 0.17529 | 0.17529 | 0.17529 | 0 | 0
2014-05-13 07:00 | 7 | 4.92% | 0.84096 | 0.84096 | 17.0926 | 17.0926 | 0.1951 | 0.46824 | 0.46824 | 0.46824 | 0.46824 | 0 | 0
2014-05-13 08:00 | 8 | 6.56% | 1.1213 | 1.1213 | 17.0926 | 17.0926 | 0.32108 | 0.77059 | 0.77059 | 0.77059 | 0.77059 | 0 | 0
2014-05-13 09:00 | 9 | 6.56% | 1.1213 | 1.1213 | 17.0926 | 17.0926 | 0.43627 | 1.0471 | 1.0471 | 1.0471 | 1.0471 | 0 | 0
2014-05-13 10:00 | 10 | 4.92% | 0.84096 | 0.84096 | 17.0926 | 17.0926 | 0.4348 | 1.0435 | 1.0435 | 0.84096 | 0.84096 | 0.20257 | 0.20257
2014-05-13 11:00 | 11 | 3.28% | 0.56064 | 0.56064 | 17.0926 | 17.0926 | 0.52549 | 1.2612 | 1.2612 | 0.56064 | 0.56064 | 0.70054 | 0.70054
2014-05-13 12:00 | 12 | 3.28% | 0.56064 | 0.56064 | 17.0926 | 17.0926 | 0.62353 | 1.4965 | 1.4965 | 0.56064 | 0.56064 | 0.93583 | 0.93583
2014-05-13 13:00 | 13 | 3.28% | 0.56064 | 0.56064 | 17.0926 | 17.0926 | 0.54853 | 1.3165 | 1.3165 | 0.56064 | 0.56064 | 0.75583 | 0.75583
2014-05-13 14:00 | 14 | 3.28% | 0.56064 | 0.56064 | 17.0926 | 17.0926 | 0.52353 | 1.2565 | 1.2565 | 0.56064 | 0.56064 | 0.69583 | 0.69583
2014-05-13 15:00 | 15 | 3.28% | 0.56064 | 0.56064 | 17.0926 | 17.0926 | 0.45637 | 1.0953 | 1.0953 | 0.56064 | 0.56064 | 0.53466 | 0.53466
2014-05-13 16:00 | 16 | 3.28% | 0.56064 | 0.56064 | 17.0926 | 17.0926 | 0.28971 | 0.69529 | 0.69529 | 0.56064 | 0.56064 | 0.13466 | 0.13466
2014-05-13 17:00 | 17 | 4.92% | 0.84096 | 0.84096 | 17.0926 | 17.0926 | 0.16078 | 0.38588 | 0.38588 | 0.38588 | 0.38588 | 0 | 0
2014-05-13 18:00 | 18 | 6.56% | 1.1213 | 1.1213 | 17.0926 | 17.0926 | 0.092647 | 0.22235 | 0.22235 | 0.22235 | 0.22235 | 0 | 0
2014-05-13 19:00 | 19 | 9.84% | 1.6819 | 1.6819 | 17.0926 | 17.0926 | 0.04902 | 0.11765 | 0.11765 | 0.11765 | 0.11765 | 0 | 0
2014-05-13 20:00 | 20 | 8.2% | 1.4016 | 1.4016 | 17.0926 | 17.0926 | 0.017647 | 0.042353 | 0.042353 | 0.042353 | 0.042353 | 0 | 0
2014-05-13 21:00 | 21 | 6.56% | 1.1213 | 1.1213 | 17.0926 | 17.0926 | 0.0029412 | 0.0070588 | 0.0070588 | 0.0070588 | 0.0070588 | 0 | 0
2014-05-13 22:00 | 22 | 4.92% | 0.84096 | 0.84096 | 17.0926 | 17.0926 | 0 | 0 | 0 | 0 | 0 | 0 | 0
2014-05-13 23:00 | 23 | 3.28% | 0.56064 | 0.56064 | 17.0926 | 17.0926 | 0 | 0 | 0 | 0 | 0 | 0 | 0
2014-05-14 | 24 | 1.64% | 0.28032 | 0.28032 | 17.0926 | 17.0926 | 0 | 0 | 0 | 0 | 0 | 0 | 0
2014-05-14 01:00 | 1 | 1.64% | 0.28032 | 0.28032 | 17.0926 | 17.0926 | 0 | 0 | 0 | 0 | 0 | 0 | 0
2014-05-14 02:00 | 2 | 1.64% | 0.28032 | 0.28032 | 17.0926 | 17.0926 | 0 | 0 | 0 | 0 | 0 | 0 | 0
2014-05-14 03:00 | 3 | 1.64% | 0.28032 | 0.28032 | 17.0926 | 17.0926 | 0 | 0 | 0 | 0 | 0 | 0 | 0
2014-05-14 04:00 | 4 | 1.64% | 0.28032 | 0.28032 | 17.0926 | 17.0926 | 0.0004902 | 0.0011765 | 0.0011765 | 0.0011765 | 0.0011765 | 0 | 0
2014-05-14 05:00 | 5 | 1.64% | 0.28032 | 0.28032 | 17.0926 | 17.0926 | 0.017647 | 0.042353 | 0.042353 | 0.042353 | 0.042353 | 0 | 0
2014-05-14 06:00 | 6 | 3.28% | 0.56064 | 0.56064 | 17.0926 | 17.0926 | 0.085294 | 0.20471 | 0.20471 | 0.20471 | 0.20471 | 0 | 0
2014-05-14 07:00 | 7 | 4.92% | 0.84096 | 0.84096 | 17.0926 | 17.0926 | 0.19265 | 0.46235 | 0.46235 | 0.46235 | 0.46235 | 0 | 0
2014-05-14 08:00 | 8 | 6.56% | 1.1213 | 1.1213 | 17.0926 | 17.0926 | 0.33088 | 0.79412 | 0.79412 | 0.79412 | 0.79412 | 0 | 0
2014-05-14 09:00 | 9 | 6.56% | 1.1213 | 1.1213 | 17.0926 | 17.0926 | 0.43676 | 1.0482 | 1.0482 | 1.0482 | 1.0482 | 0 | 0
2014-05-14 10:00 | 10 | 4.92% | 0.84096 | 0.84096 | 17.0926 | 17.0926 | 0.53627 | 1.2871 | 1.2871 | 0.84096 | 0.84096 | 0.4461 | 0.4461
2014-05-14 11:00 | 11 | 3.28% | 0.56064 | 0.56064 | 17.0926 | 17.0926 | 0.60098 | 1.4424 | 1.4424 | 0.56064 | 0.56064 | 0.88172 | 0.88172
2014-05-14 12:00 | 12 | 3.28% | 0.56064 | 0.56064 | 17.0926 | 17.0926 | 0.55196 | 1.3247 | 1.3247 | 0.56064 | 0.56064 | 0.76407 | 0.76407
2014-05-14 13:00 | 13 | 3.28% | 0.56064 | 0.56064 | 17.0926 | 17.0926 | 0.4902 | 1.1765 | 1.1765 | 0.56064 | 0.56064 | 0.61583 | 0.61583
2014-05-14 14:00 | 14 | 3.28% | 0.56064 | 0.56064 | 17.0926 | 17.0926 | 0.45784 | 1.0988 | 1.0988 | 0.56064 | 0.56064 | 0.53819 | 0.53819
2014-05-14 15:00 | 15 | 3.28% | 0.56064 | 0.56064 | 17.0926 | 17.0926 | 0.42843 | 1.0282 | 1.0282 | 0.56064 | 0.56064 | 0.4676 | 0.4676
2014-05-14 16:00 | 16 | 3.28% | 0.56064 | 0.56064 | 17.0926 | 17.0926 | 0.3299 | 0.79176 | 0.79176 | 0.56064 | 0.56064 | 0.23113 | 0.23113
2014-05-14 17:00 | 17 | 4.92% | 0.84096 | 0.84096 | 17.0926 | 17.0926 | 0.19755 | 0.47412 | 0.47412 | 0.47412 | 0.47412 | 0 | 0
2014-05-14 18:00 | 18 | 6.56% | 1.1213 | 1.1213 | 17.0926 | 17.0926 | 0.089216 | 0.21412 | 0.21412 | 0.21412 | 0.21412 | 0 | 0
2014-05-14 19:00 | 19 | 9.84% | 1.6819 | 1.6819 | 17.0926 | 17.0926 | 0.040686 | 0.097647 | 0.097647 | 0.097647 | 0.097647 | 0 | 0
2014-05-14 20:00 | 20 | 8.2% | 1.4016 | 1.4016 | 17.0926 | 17.0926 | 0.017157 | 0.041176 | 0.041176 | 0.041176 | 0.041176 | 0 | 0
2014-05-14 21:00 | 21 | 6.56% | 1.1213 | 1.1213 | 17.0926 | 17.0926 | 0.002451 | 0.0058824 | 0.0058824 | 0.0058824 | 0.0058824 | 0 | 0
2014-05-14 22:00 | 22 | 4.92% | 0.84096 | 0.84096 | 17.0926 | 17.0926 | 0.0004902 | 0.0011765 | 0.0011765 | 0.0011765 | 0.0011765 | 0 | 0
2014-05-14 23:00 | 23 | 3.28% | 0.56064 | 0.56064 | 17.0926 | 17.0926 | 0 | 0 | 0 | 0 | 0 | 0 | 0
2014-05-15 | 24 | 1.64% | 0.28032 | 0.28032 | 17.0926 | 17.0926 | 0 | 0 | 0 | 0 | 0 | 0 | 0
2014-05-15 01:00 | 1 | 1.64% | 0.28032 | 0.28032 | 17.0926 | 17.0926 | 0 | 0 | 0 | 0 | 0 | 0 | 0
2014-05-15 02:00 | 2 | 1.64% | 0.28032 | 0.28032 | 17.0926 | 17.0926 | 0 | 0 | 0 | 0 | 0 | 0 | 0
2014-05-15 03:00 | 3 | 1.64% | 0.28032 | 0.28032 | 17.0926 | 17.0926 | 0 | 0 | 0 | 0 | 0 | 0 | 0
2014-05-15 04:00 | 4 | 1.64% | 0.28032 | 0.28032 | 17.0926 | 17.0926 | 0.00098039 | 0.0023529 | 0.0023529 | 0.0023529 | 0.0023529 | 0 | 0
2014-05-15 05:00 | 5 | 1.64% | 0.28032 | 0.28032 | 17.0926 | 17.0926 | 0.017157 | 0.041176 | 0.041176 | 0.041176 | 0.041176 | 0 | 0
2014-05-15 06:00 | 6 | 3.28% | 0.56064 | 0.56064 | 17.0926 | 17.0926 | 0.091667 | 0.22 | 0.22 | 0.22 | 0.22 | 0 | 0
2014-05-15 07:00 | 7 | 4.92% | 0.84096 | 0.84096 | 17.0926 | 17.0926 | 0.24706 | 0.59294 | 0.59294 | 0.59294 | 0.59294 | 0 | 0
2014-05-15 08:00 | 8 | 6.56% | 1.1213 | 1.1213 | 17.0926 | 17.0926 | 0.45294 | 1.0871 | 1.0871 | 1.0871 | 1.0871 | 0 | 0
2014-05-15 09:00 | 9 | 6.56% | 1.1213 | 1.1213 | 17.0926 | 17.0926 | 0.44461 | 1.0671 | 1.0671 | 1.0671 | 1.0671 | 0 | 0
2014-05-15 10:00 | 10 | 4.92% | 0.84096 | 0.84096 | 17.0926 | 17.0926 | 0.5098 | 1.2235 | 1.2235 | 0.84096 | 0.84096 | 0.38257 | 0.38257
2014-05-15 11:00 | 11 | 3.28% | 0.56064 | 0.56064 | 17.0926 | 17.0926 | 0.53725 | 1.2894 | 1.2894 | 0.56064 | 0.56064 | 0.72877 | 0.72877
2014-05-15 12:00 | 12 | 3.28% | 0.56064 | 0.56064 | 17.0926 | 17.0926 | 0.5402 | 1.2965 | 1.2965 | 0.56064 | 0.56064 | 0.73583 | 0.73583
2014-05-15 13:00 | 13 | 3.28% | 0.56064 | 0.56064 | 17.0926 | 17.0926 | 0.54118 | 1.2988 | 1.2988 | 0.56064 | 0.56064 | 0.73819 | 0.73819
2014-05-15 14:00 | 14 | 3.28% | 0.56064 | 0.56064 | 17.0926 | 17.0926 | 0.51422 | 1.2341 | 1.2341 | 0.56064 | 0.56064 | 0.67348 | 0.67348
2014-05-15 15:00 | 15 | 3.28% | 0.56064 | 0.56064 | 17.0926 | 17.0926 | 0.48284 | 1.1588 | 1.1588 | 0.56064 | 0.56064 | 0.59819 | 0.59819
2014-05-15 16:00 | 16 | 3.28% | 0.56064 | 0.56064 | 17.0926 | 17.0926 | 0.36716 | 0.88118 | 0.88118 | 0.56064 | 0.56064 | 0.32054 | 0.32054
2014-05-15 17:00 | 17 | 4.92% | 0.84096 | 0.84096 | 17.0926 | 17.0926 | 0.1951 | 0.46824 | 0.46824 | 0.46824 | 0.46824 | 0 | 0
2014-05-15 18:00 | 18 | 6.56% | 1.1213 | 1.1213 | 17.0926 | 17.0926 | 0.10245 | 0.24588 | 0.24588 | 0.24588 | 0.24588 | 0 | 0
2014-05-15 19:00 | 19 | 9.84% | 1.6819 | 1.6819 | 17.0926 | 17.0926 | 0.045098 | 0.10824 | 0.10824 | 0.10824 | 0.10824 | 0 | 0
2014-05-15 20:00 | 20 | 8.2% | 1.4016 | 1.4016 | 17.0926 | 17.0926 | 0.014706 | 0.035294 | 0.035294 | 0.035294 | 0.035294 | 0 | 0
2014-05-15 21:00 | 21 | 6.56% | 1.1213 | 1.1213 | 17.0926 | 17.0926 | 0.002451 | 0.0058824 | 0.0058824 | 0.0058824 | 0.0058824 | 0 | 0
2014-05-15 22:00 | 22 | 4.92% | 0.84096 | 0.84096 | 17.0926 | 17.0926 | 0 | 0 | 0 | 0 | 0 | 0 | 0
2014-05-15 23:00 | 23 | 3.28% | 0.56064 | 0.56064 | 17.0926 | 17.0926 | 0 | 0 | 0 | 0 | 0 | 0 | 0
2014-05-16 | 24 | 1.64% | 0.28032 | 0.28032 | 17.0926 | 17.0926 | 0 | 0 | 0 | 0 | 0 | 0 | 0
2014-05-16 01:00 | 1 | 1.64% | 0.28032 | 0.28032 | 17.0926 | 17.0926 | 0 | 0 | 0 | 0 | 0 | 0 | 0
2014-05-16 02:00 | 2 | 1.64% | 0.28032 | 0.28032 | 17.0926 | 17.0926 | 0 | 0 | 0 | 0 | 0 | 0 | 0
2014-05-16 03:00 | 3 | 1.64% | 0.28032 | 0.28032 | 17.0926 | 17.0926 | 0 | 0 | 0 | 0 | 0 | 0 | 0
2014-05-16 04:00 | 4 | 1.64% | 0.28032 | 0.28032 | 17.0926 | 17.0926 | 0.00098039 | 0.0023529 | 0.0023529 | 0.0023529 | 0.0023529 | 0 | 0
2014-05-16 05:00 | 5 | 1.64% | 0.28032 | 0.28032 | 17.0926 | 17.0926 | 0.010784 | 0.025882 | 0.025882 | 0.025882 | 0.025882 | 0 | 0
2014-05-16 06:00 | 6 | 3.28% | 0.56064 | 0.56064 | 17.0926 | 17.0926 | 0.062745 | 0.15059 | 0.15059 | 0.15059 | 0.15059 | 0 | 0
2014-05-16 07:00 | 7 | 4.92% | 0.84096 | 0.84096 | 17.0926 | 17.0926 | 0.16814 | 0.40353 | 0.40353 | 0.40353 | 0.40353 | 0 | 0
2014-05-16 08:00 | 8 | 6.56% | 1.1213 | 1.1213 | 17.0926 | 17.0926 | 0.34461 | 0.82706 | 0.82706 | 0.82706 | 0.82706 | 0 | 0
2014-05-16 09:00 | 9 | 6.56% | 1.1213 | 1.1213 | 17.0926 | 17.0926 | 0.43873 | 1.0529 | 1.0529 | 1.0529 | 1.0529 | 0 | 0
2014-05-16 10:00 | 10 | 4.92% | 0.84096 | 0.84096 | 17.0926 | 17.0926 | 0.61471 | 1.4753 | 1.4753 | 0.84096 | 0.84096 | 0.63434 | 0.63434
2014-05-16 11:00 | 11 | 3.28% | 0.56064 | 0.56064 | 17.0926 | 17.0926 | 0.63529 | 1.5247 | 1.5247 | 0.56064 | 0.56064 | 0.96407 | 0.96407
2014-05-16 12:00 | 12 | 3.28% | 0.56064 | 0.56064 | 17.0926 | 17.0926 | 0.60931 | 1.4624 | 1.4624 | 0.56064 | 0.56064 | 0.90172 | 0.90172
2014-05-16 13:00 | 13 | 3.28% | 0.56064 | 0.56064 | 17.0926 | 17.0926 | 0.62108 | 1.4906 | 1.4906 | 0.56064 | 0.56064 | 0.92995 | 0.92995
2014-05-16 14:00 | 14 | 3.28% | 0.56064 | 0.56064 | 17.0926 | 17.0926 | 0.51667 | 1.24 | 1.24 | 0.56064 | 0.56064 | 0.67936 | 0.67936
2014-05-16 15:00 | 15 | 3.28% | 0.56064 | 0.56064 | 17.0926 | 17.0926 | 0.50392 | 1.2094 | 1.2094 | 0.56064 | 0.56064 | 0.64877 | 0.64877
2014-05-16 16:00 | 16 | 3.28% | 0.56064 | 0.56064 | 17.0926 | 17.0926 | 0.31765 | 0.76235 | 0.76235 | 0.56064 | 0.56064 | 0.20172 | 0.20172
2014-05-16 17:00 | 17 | 4.92% | 0.84096 | 0.84096 | 17.0926 | 17.0926 | 0.19461 | 0.46706 | 0.46706 | 0.46706 | 0.46706 | 0 | 0
2014-05-16 18:00 | 18 | 6.56% | 1.1213 | 1.1213 | 17.0926 | 17.0926 | 0.092647 | 0.22235 | 0.22235 | 0.22235 | 0.22235 | 0 | 0
2014-05-16 19:00 | 19 | 9.84% | 1.6819 | 1.6819 | 17.0926 | 17.0926 | 0.038235 | 0.091765 | 0.091765 | 0.091765 | 0.091765 | 0 | 0
2014-05-16 20:00 | 20 | 8.2% | 1.4016 | 1.4016 | 17.0926 | 17.0926 | 0.017647 | 0.042353 | 0.042353 | 0.042353 | 0.042353 | 0 | 0
2014-05-16 21:00 | 21 | 6.56% | 1.1213 | 1.1213 | 17.0926 | 17.0926 | 0.002451 | 0.0058824 | 0.0058824 | 0.0058824 | 0.0058824 | 0 | 0
2014-05-16 22:00 | 22 | 4.92% | 0.84096 | 0.84096 | 17.0926 | 17.0926 | 0 | 0 | 0 | 0 | 0 | 0 | 0
2014-05-16 23:00 | 23 | 3.28% | 0.56064 | 0.56064 | 17.0926 | 17.0926 | 0 | 0 | 0 | 0 | 0 | 0 | 0
2014-05-17 | 24 | 1.64% | 0.28032 | 0.28032 | 17.0926 | 17.0926 | 0 | 0 | 0 | 0 | 0 | 0 | 0
2014-05-17 01:00 | 1 | 1.64% | 0.28032 | 0.28032 | 17.0926 | 17.0926 | 0 | 0 | 0 | 0 | 0 | 0 | 0
2014-05-17 02:00 | 2 | 1.64% | 0.28032 | 0.28032 | 17.0926 | 17.0926 | 0 | 0 | 0 | 0 | 0 | 0 | 0
2014-05-17 03:00 | 3 | 1.64% | 0.28032 | 0.28032 | 17.0926 | 17.0926 | 0 | 0 | 0 | 0 | 0 | 0 | 0
2014-05-17 04:00 | 4 | 1.64% | 0.28032 | 0.28032 | 17.0926 | 17.0926 | 0.0019608 | 0.0047059 | 0.0047059 | 0.0047059 | 0.0047059 | 0 | 0
2014-05-17 05:00 | 5 | 1.64% | 0.28032 | 0.28032 | 17.0926 | 17.0926 | 0.025 | 0.06 | 0.06 | 0.06 | 0.06 | 0 | 0
2014-05-17 06:00 | 6 | 3.28% | 0.56064 | 0.56064 | 17.0926 | 17.0926 | 0.11225 | 0.26941 | 0.26941 | 0.26941 | 0.26941 | 0 | 0
2014-05-17 07:00 | 7 | 4.92% | 0.84096 | 0.84096 | 17.0926 | 17.0926 | 0.25931 | 0.62235 | 0.62235 | 0.62235 | 0.62235 | 0 | 0
2014-05-17 08:00 | 8 | 6.56% | 1.1213 | 1.1213 | 17.0926 | 17.0926 | 0.51078 | 1.2259 | 1.2259 | 1.1213 | 1.1213 | 0.10461 | 0.10461
2014-05-17 09:00 | 9 | 6.56% | 1.1213 | 1.1213 | 17.0926 | 17.0926 | 0.65539 | 1.5729 | 1.5729 | 1.1213 | 1.1213 | 0.45167 | 0.45167
2014-05-17 10:00 | 10 | 4.92% | 0.84096 | 0.84096 | 17.0926 | 17.0926 | 0.62598 | 1.5024 | 1.5024 | 0.84096 | 0.84096 | 0.6614 | 0.6614
2014-05-17 11:00 | 11 | 3.28% | 0.56064 | 0.56064 | 17.0926 | 17.0926 | 0.64265 | 1.5424 | 1.5424 | 0.56064 | 0.56064 | 0.98172 | 0.98172
2014-05-17 12:00 | 12 | 3.28% | 0.56064 | 0.56064 | 17.0926 | 17.0926 | 0.58529 | 1.4047 | 1.4047 | 0.56064 | 0.56064 | 0.84407 | 0.84407
2014-05-17 13:00 | 13 | 3.28% | 0.56064 | 0.56064 | 17.0926 | 17.0926 | 0.57157 | 1.3718 | 1.3718 | 0.56064 | 0.56064 | 0.81113 | 0.81113
2014-05-17 14:00 | 14 | 3.28% | 0.56064 | 0.56064 | 17.0926 | 17.0926 | 0.5951 | 1.4282 | 1.4282 | 0.56064 | 0.56064 | 0.8676 | 0.8676
2014-05-17 15:00 | 15 | 3.28% | 0.56064 | 0.56064 | 17.0926 | 17.0926 | 0.57353 | 1.3765 | 1.3765 | 0.56064 | 0.56064 | 0.81583 | 0.81583
2014-05-17 16:00 | 16 | 3.28% | 0.56064 | 0.56064 | 17.0926 | 17.0926 | 0.39559 | 0.94941 | 0.94941 | 0.56064 | 0.56064 | 0.38877 | 0.38877
2014-05-17 17:00 | 17 | 4.92% | 0.84096 | 0.84096 | 17.0926 | 17.0926 | 0.20098 | 0.48235 | 0.48235 | 0.48235 | 0.48235 | 0 | 0
2014-05-17 18:00 | 18 | 6.56% | 1.1213 | 1.1213 | 17.0926 | 17.0926 | 0.093137 | 0.22353 | 0.22353 | 0.22353 | 0.22353 | 0 | 0
2014-05-17 19:00 | 19 | 9.84% | 1.6819 | 1.6819 | 17.0926 | 17.0926 | 0.048039 | 0.11529 | 0.11529 | 0.11529 | 0.11529 | 0 | 0
2014-05-17 20:00 | 20 | 8.2% | 1.4016 | 1.4016 | 17.0926 | 17.0926 | 0.021078 | 0.050588 | 0.050588 | 0.050588 | 0.050588 | 0 | 0
2014-05-17 21:00 | 21 | 6.56% | 1.1213 | 1.1213 | 17.0926 | 17.0926 | 0.0034314 | 0.0082353 | 0.0082353 | 0.0082353 | 0.0082353 | 0 | 0
2014-05-17 22:00 | 22 | 4.92% | 0.84096 | 0.84096 | 17.0926 | 17.0926 | 0 | 0 | 0 | 0 | 0 | 0 | 0
2014-05-17 23:00 | 23 | 3.28% | 0.56064 | 0.56064 | 17.0926 | 17.0926 | 0 | 0 | 0 | 0 | 0 | 0 | 0
2014-05-18 | 24 | 1.64% | 0.28032 | 0.28032 | 17.0926 | 17.0926 | 0 | 0 | 0 | 0 | 0 | 0 | 0
2014-05-18 01:00 | 1 | 1.64% | 0.28032 | 0.28032 | 17.0926 | 17.0926 | 0 | 0 | 0 | 0 | 0 | 0 | 0
2014-05-18 02:00 | 2 | 1.64% | 0.28032 | 0.28032 | 17.0926 | 17.0926 | 0 | 0 | 0 | 0 | 0 | 0 | 0
2014-05-18 03:00 | 3 | 1.64% | 0.28032 | 0.28032 | 17.0926 | 17.0926 | 0 | 0 | 0 | 0 | 0 | 0 | 0
2014-05-18 04:00 | 4 | 1.64% | 0.28032 | 0.28032 | 17.0926 | 17.0926 | 0.0014706 | 0.0035294 | 0.0035294 | 0.0035294 | 0.0035294 | 0 | 0
2014-05-18 05:00 | 5 | 1.64% | 0.28032 | 0.28032 | 17.0926 | 17.0926 | 0.02402 | 0.057647 | 0.057647 | 0.057647 | 0.057647 | 0 | 0
2014-05-18 06:00 | 6 | 3.28% | 0.56064 | 0.56064 | 17.0926 | 17.0926 | 0.098529 | 0.23647 | 0.23647 | 0.23647 | 0.23647 | 0 | 0
2014-05-18 07:00 | 7 | 4.92% | 0.84096 | 0.84096 | 17.0926 | 17.0926 | 0.21373 | 0.51294 | 0.51294 | 0.51294 | 0.51294 | 0 | 0
2014-05-18 08:00 | 8 | 6.56% | 1.1213 | 1.1213 | 17.0926 | 17.0926 | 0.40539 | 0.97294 | 0.97294 | 0.97294 | 0.97294 | 0 | 0
2014-05-18 09:00 | 9 | 6.56% | 1.1213 | 1.1213 | 17.0926 | 17.0926 | 0.53725 | 1.2894 | 1.2894 | 1.1213 | 1.1213 | 0.16814 | 0.16814
2014-05-18 10:00 | 10 | 4.92% | 0.84096 | 0.84096 | 17.0926 | 17.0926 | 0.60539 | 1.4529 | 1.4529 | 0.84096 | 0.84096 | 0.61199 | 0.61199
2014-05-18 11:00 | 11 | 3.28% | 0.56064 | 0.56064 | 17.0926 | 17.0926 | 0.71176 | 1.7082 | 1.7082 | 0.56064 | 0.56064 | 1.1476 | 1.1476
2014-05-18 12:00 | 12 | 3.28% | 0.56064 | 0.56064 | 17.0926 | 17.0926 | 0.82647 | 1.9835 | 1.9835 | 0.56064 | 0.56064 | 1.4229 | 1.4229
2014-05-18 13:00 | 13 | 3.28% | 0.56064 | 0.56064 | 17.0926 | 17.0926 | 0.65637 | 1.5753 | 1.5753 | 0.56064 | 0.56064 | 1.0147 | 1.0147
2014-05-18 14:00 | 14 | 3.28% | 0.56064 | 0.56064 | 17.0926 | 17.0926 | 0.61814 | 1.4835 | 1.4835 | 0.56064 | 0.56064 | 0.92289 | 0.92289
2014-05-18 15:00 | 15 | 3.28% | 0.56064 | 0.56064 | 17.0926 | 17.0926 | 0.41961 | 1.0071 | 1.0071 | 0.56064 | 0.56064 | 0.44642 | 0.44642
2014-05-18 16:00 | 16 | 3.28% | 0.56064 | 0.56064 | 17.0926 | 17.0926 | 0.26814 | 0.64353 | 0.64353 | 0.56064 | 0.56064 | 0.082893 | 0.082893
2014-05-18 17:00 | 17 | 4.92% | 0.84096 | 0.84096 | 17.0926 | 17.0926 | 0.18824 | 0.45176 | 0.45176 | 0.45176 | 0.45176 | 0 | 0
2014-05-18 18:00 | 18 | 6.56% | 1.1213 | 1.1213 | 17.0926 | 17.0926 | 0.09951 | 0.23882 | 0.23882 | 0.23882 | 0.23882 | 0 | 0
2014-05-18 19:00 | 19 | 9.84% | 1.6819 | 1.6819 | 17.0926 | 17.0926 | 0.041667 | 0.1 | 0.1 | 0.1 | 0.1 | 0 | 0
2014-05-18 20:00 | 20 | 8.2% | 1.4016 | 1.4016 | 17.0926 | 17.0926 | 0.019608 | 0.047059 | 0.047059 | 0.047059 | 0.047059 | 0 | 0
2014-05-18 21:00 | 21 | 6.56% | 1.1213 | 1.1213 | 17.0926 | 17.0926 | 0.0034314 | 0.0082353 | 0.0082353 | 0.0082353 | 0.0082353 | 0 | 0
2014-05-18 22:00 | 22 | 4.92% | 0.84096 | 0.84096 | 17.0926 | 17.0926 | 0 | 0 | 0 | 0 | 0 | 0 | 0
2014-05-18 23:00 | 23 | 3.28% | 0.56064 | 0.56064 | 17.0926 | 17.0926 | 0 | 0 | 0 | 0 | 0 | 0 | 0
2014-05-19 | 24 | 1.64% | 0.28032 | 0.28032 | 17.0926 | 17.0926 | 0 | 0 | 0 | 0 | 0 | 0 | 0
2014-05-19 01:00 | 1 | 1.64% | 0.28032 | 0.28032 | 17.0926 | 17.0926 | 0 | 0 | 0 | 0 | 0 | 0 | 0
2014-05-19 02:00 | 2 | 1.64% | 0.28032 | 0.28032 | 17.0926 | 17.0926 | 0 | 0 | 0 | 0 | 0 | 0 | 0
2014-05-19 03:00 | 3 | 1.64% | 0.28032 | 0.28032 | 17.0926 | 17.0926 | 0 | 0 | 0 | 0 | 0 | 0 | 0
2014-05-19 04:00 | 4 | 1.64% | 0.28032 | 0.28032 | 17.0926 | 17.0926 | 0.00098039 | 0.0023529 | 0.0023529 | 0.0023529 | 0.0023529 | 0 | 0
2014-05-19 05:00 | 5 | 1.64% | 0.28032 | 0.28032 | 17.0926 | 17.0926 | 0.022059 | 0.052941 | 0.052941 | 0.052941 | 0.052941 | 0 | 0
2014-05-19 06:00 | 6 | 3.28% | 0.56064 | 0.56064 | 17.0926 | 17.0926 | 0.080392 | 0.19294 | 0.19294 | 0.19294 | 0.19294 | 0 | 0
2014-05-19 07:00 | 7 | 4.92% | 0.84096 | 0.84096 | 17.0926 | 17.0926 | 0.22157 | 0.53176 | 0.53176 | 0.53176 | 0.53176 | 0 | 0
2014-05-19 08:00 | 8 | 6.56% | 1.1213 | 1.1213 | 17.0926 | 17.0926 | 0.3299 | 0.79176 | 0.79176 | 0.79176 | 0.79176 | 0 | 0
2014-05-19 09:00 | 9 | 6.56% | 1.1213 | 1.1213 | 17.0926 | 17.0926 | 0.29216 | 0.70118 | 0.70118 | 0.70118 | 0.70118 | 0 | 0
2014-05-19 10:00 | 10 | 4.92% | 0.84096 | 0.84096 | 17.0926 | 17.0926 | 0.36078 | 0.86588 | 0.86588 | 0.84096 | 0.84096 | 0.024927 | 0.024927
2014-05-19 11:00 | 11 | 3.28% | 0.56064 | 0.56064 | 17.0926 | 17.0926 | 0.3951 | 0.94824 | 0.94824 | 0.56064 | 0.56064 | 0.3876 | 0.3876
2014-05-19 12:00 | 12 | 3.28% | 0.56064 | 0.56064 | 17.0926 | 17.0926 | 0.41373 | 0.99294 | 0.99294 | 0.56064 | 0.56064 | 0.4323 | 0.4323
2014-05-19 13:00 | 13 | 3.28% | 0.56064 | 0.56064 | 17.0926 | 17.0926 | 0.40686 | 0.97647 | 0.97647 | 0.56064 | 0.56064 | 0.41583 | 0.41583
2014-05-19 14:00 | 14 | 3.28% | 0.56064 | 0.56064 | 17.0926 | 17.0926 | 0.40735 | 0.97765 | 0.97765 | 0.56064 | 0.56064 | 0.41701 | 0.41701
2014-05-19 15:00 | 15 | 3.28% | 0.56064 | 0.56064 | 17.0926 | 17.0926 | 0.42451 | 1.0188 | 1.0188 | 0.56064 | 0.56064 | 0.45819 | 0.45819
2014-05-19 16:00 | 16 | 3.28% | 0.56064 | 0.56064 | 17.0926 | 17.0926 | 0.26127 | 0.62706 | 0.62706 | 0.56064 | 0.56064 | 0.066422 | 0.066422
2014-05-19 17:00 | 17 | 4.92% | 0.84096 | 0.84096 | 17.0926 | 17.0926 | 0.18137 | 0.43529 | 0.43529 | 0.43529 | 0.43529 | 0 | 0
2014-05-19 18:00 | 18 | 6.56% | 1.1213 | 1.1213 | 17.0926 | 17.0926 | 0.10931 | 0.26235 | 0.26235 | 0.26235 | 0.26235 | 0 | 0
2014-05-19 19:00 | 19 | 9.84% | 1.6819 | 1.6819 | 17.0926 | 17.0926 | 0.057843 | 0.13882 | 0.13882 | 0.13882 | 0.13882 | 0 | 0
2014-05-19 20:00 | 20 | 8.2% | 1.4016 | 1.4016 | 17.0926 | 17.0926 | 0.020098 | 0.048235 | 0.048235 | 0.048235 | 0.048235 | 0 | 0
2014-05-19 21:00 | 21 | 6.56% | 1.1213 | 1.1213 | 17.0926 | 17.0926 | 0.0029412 | 0.0070588 | 0.0070588 | 0.0070588 | 0.0070588 | 0 | 0
2014-05-19 22:00 | 22 | 4.92% | 0.84096 | 0.84096 | 17.0926 | 17.0926 | 0 | 0 | 0 | 0 | 0 | 0 | 0
2014-05-19 23:00 | 23 | 3.28% | 0.56064 | 0.56064 | 17.0926 | 17.0926 | 0 | 0 | 0 | 0 | 0 | 0 | 0
2014-05-20 | 24 | 1.64% | 0.28032 | 0.28032 | 17.0926 | 17.0926 | 0 | 0 | 0 | 0 | 0 | 0 | 0
2014-05-20 01:00 | 1 | 1.64% | 0.28032 | 0.28032 | 17.0926 | 17.0926 | 0 | 0 | 0 | 0 | 0 | 0 | 0
2014-05-20 02:00 | 2 | 1.64% | 0.28032 | 0.28032 | 17.0926 | 17.0926 | 0 | 0 | 0 | 0 | 0 | 0 | 0
2014-05-20 03:00 | 3 | 1.64% | 0.28032 | 0.28032 | 17.0926 | 17.0926 | 0 | 0 | 0 | 0 | 0 | 0 | 0
2014-05-20 04:00 | 4 | 1.64% | 0.28032 | 0.28032 | 17.0926 | 17.0926 | 0.0029412 | 0.0070588 | 0.0070588 | 0.0070588 | 0.0070588 | 0 | 0
2014-05-20 05:00 | 5 | 1.64% | 0.28032 | 0.28032 | 17.0926 | 17.0926 | 0.02402 | 0.057647 | 0.057647 | 0.057647 | 0.057647 | 0 | 0
2014-05-20 06:00 | 6 | 3.28% | 0.56064 | 0.56064 | 17.0926 | 17.0926 | 0.12451 | 0.29882 | 0.29882 | 0.29882 | 0.29882 | 0 | 0
2014-05-20 07:00 | 7 | 4.92% | 0.84096 | 0.84096 | 17.0926 | 17.0926 | 0.2951 | 0.70824 | 0.70824 | 0.70824 | 0.70824 | 0 | 0
2014-05-20 08:00 | 8 | 6.56% | 1.1213 | 1.1213 | 17.0926 | 17.0926 | 0.41863 | 1.0047 | 1.0047 | 1.0047 | 1.0047 | 0 | 0
2014-05-20 09:00 | 9 | 6.56% | 1.1213 | 1.1213 | 17.0926 | 17.0926 | 0.53235 | 1.2776 | 1.2776 | 1.1213 | 1.1213 | 0.15637 | 0.15637
2014-05-20 10:00 | 10 | 4.92% | 0.84096 | 0.84096 | 17.0926 | 17.0926 | 0.6652 | 1.5965 | 1.5965 | 0.84096 | 0.84096 | 0.75552 | 0.75552
2014-05-20 11:00 | 11 | 3.28% | 0.56064 | 0.56064 | 17.0926 | 17.0926 | 0.70392 | 1.6894 | 1.6894 | 0.56064 | 0.56064 | 1.1288 | 1.1288
2014-05-20 12:00 | 12 | 3.28% | 0.56064 | 0.56064 | 17.0926 | 17.0926 | 0.72843 | 1.7482 | 1.7482 | 0.56064 | 0.56064 | 1.1876 | 1.1876
2014-05-20 13:00 | 13 | 3.28% | 0.56064 | 0.56064 | 17.0926 | 17.0926 | 0.72157 | 1.7318 | 1.7318 | 0.56064 | 0.56064 | 1.1711 | 1.1711
2014-05-20 14:00 | 14 | 3.28% | 0.56064 | 0.56064 | 17.0926 | 17.0926 | 0.56029 | 1.3447 | 1.3447 | 0.56064 | 0.56064 | 0.78407 | 0.78407
2014-05-20 15:00 | 15 | 3.28% | 0.56064 | 0.56064 | 17.0926 | 17.0926 | 0.46078 | 1.1059 | 1.1059 | 0.56064 | 0.56064 | 0.54525 | 0.54525
2014-05-20 16:00 | 16 | 3.28% | 0.56064 | 0.56064 | 17.0926 | 17.0926 | 0.28922 | 0.69412 | 0.69412 | 0.56064 | 0.56064 | 0.13348 | 0.13348
2014-05-20 17:00 | 17 | 4.92% | 0.84096 | 0.84096 | 17.0926 | 17.0926 | 0.14216 | 0.34118 | 0.34118 | 0.34118 | 0.34118 | 0 | 0
2014-05-20 18:00 | 18 | 6.56% | 1.1213 | 1.1213 | 17.0926 | 17.0926 | 0.070098 | 0.16824 | 0.16824 | 0.16824 | 0.16824 | 0 | 0
2014-05-20 19:00 | 19 | 9.84% | 1.6819 | 1.6819 | 17.0926 | 17.0926 | 0.045098 | 0.10824 | 0.10824 | 0.10824 | 0.10824 | 0 | 0
2014-05-20 20:00 | 20 | 8.2% | 1.4016 | 1.4016 | 17.0926 | 17.0926 | 0.020098 | 0.048235 | 0.048235 | 0.048235 | 0.048235 | 0 | 0
2014-05-20 21:00 | 21 | 6.56% | 1.1213 | 1.1213 | 17.0926 | 17.0926 | 0.0044118 | 0.010588 | 0.010588 | 0.010588 | 0.010588 | 0 | 0
2014-05-20 22:00 | 22 | 4.92% | 0.84096 | 0.84096 | 17.0926 | 17.0926 | 0.0004902 | 0.0011765 | 0.0011765 | 0.0011765 | 0.0011765 | 0 | 0
2014-05-20 23:00 | 23 | 3.28% | 0.56064 | 0.56064 | 17.0926 | 17.0926 | 0 | 0 | 0 | 0 | 0 | 0 | 0
2014-05-21 | 24 | 1.64% | 0.28032 | 0.28032 | 17.0926 | 17.0926 | 0 | 0 | 0 | 0 | 0 | 0 | 0
2014-05-21 01:00 | 1 | 1.64% | 0.28032 | 0.28032 | 17.0926 | 17.0926 | 0 | 0 | 0 | 0 | 0 | 0 | 0
2014-05-21 02:00 | 2 | 1.64% | 0.28032 | 0.28032 | 17.0926 | 17.0926 | 0 | 0 | 0 | 0 | 0 | 0 | 0
2014-05-21 03:00 | 3 | 1.64% | 0.28032 | 0.28032 | 17.0926 | 17.0926 | 0 | 0 | 0 | 0 | 0 | 0 | 0
2014-05-21 04:00 | 4 | 1.64% | 0.28032 | 0.28032 | 17.0926 | 17.0926 | 0.0019608 | 0.0047059 | 0.0047059 | 0.0047059 | 0.0047059 | 0 | 0
2014-05-21 05:00 | 5 | 1.64% | 0.28032 | 0.28032 | 17.0926 | 17.0926 | 0.021569 | 0.051765 | 0.051765 | 0.051765 | 0.051765 | 0 | 0
2014-05-21 06:00 | 6 | 3.28% | 0.56064 | 0.56064 | 17.0926 | 17.0926 | 0.10882 | 0.26118 | 0.26118 | 0.26118 | 0.26118 | 0 | 0
2014-05-21 07:00 | 7 | 4.92% | 0.84096 | 0.84096 | 17.0926 | 17.0926 | 0.26127 | 0.62706 | 0.62706 | 0.62706 | 0.62706 | 0 | 0
2014-05-21 08:00 | 8 | 6.56% | 1.1213 | 1.1213 | 17.0926 | 17.0926 | 0.41912 | 1.0059 | 1.0059 | 1.0059 | 1.0059 | 0 | 0
2014-05-21 09:00 | 9 | 6.56% | 1.1213 | 1.1213 | 17.0926 | 17.0926 | 0.5902 | 1.4165 | 1.4165 | 1.1213 | 1.1213 | 0.2952 | 0.2952
2014-05-21 10:00 | 10 | 4.92% | 0.84096 | 0.84096 | 17.0926 | 17.0926 | 0.73775 | 1.7706 | 1.7706 | 0.84096 | 0.84096 | 0.92963 | 0.92963
2014-05-21 11:00 | 11 | 3.28% | 0.56064 | 0.56064 | 17.0926 | 17.0926 | 0.75784 | 1.8188 | 1.8188 | 0.56064 | 0.56064 | 1.2582 | 1.2582
2014-05-21 12:00 | 12 | 3.28% | 0.56064 | 0.56064 | 17.0926 | 17.0926 | 0.76324 | 1.8318 | 1.8318 | 0.56064 | 0.56064 | 1.2711 | 1.2711
2014-05-21 13:00 | 13 | 3.28% | 0.56064 | 0.56064 | 17.0926 | 17.0926 | 0.70882 | 1.7012 | 1.7012 | 0.56064 | 0.56064 | 1.1405 | 1.1405
2014-05-21 14:00 | 14 | 3.28% | 0.56064 | 0.56064 | 17.0926 | 17.0926 | 0.62794 | 1.5071 | 1.5071 | 0.56064 | 0.56064 | 0.94642 | 0.94642
2014-05-21 15:00 | 15 | 3.28% | 0.56064 | 0.56064 | 17.0926 | 17.0926 | 0.45833 | 1.1 | 1.1 | 0.56064 | 0.56064 | 0.53936 | 0.53936
2014-05-21 16:00 | 16 | 3.28% | 0.56064 | 0.56064 | 17.0926 | 17.0926 | 0.34559 | 0.82941 | 0.82941 | 0.56064 | 0.56064 | 0.26877 | 0.26877
2014-05-21 17:00 | 17 | 4.92% | 0.84096 | 0.84096 | 17.0926 | 17.0926 | 0.20245 | 0.48588 | 0.48588 | 0.48588 | 0.48588 | 0 | 0
2014-05-21 18:00 | 18 | 6.56% | 1.1213 | 1.1213 | 17.0926 | 17.0926 | 0.077941 | 0.18706 | 0.18706 | 0.18706 | 0.18706 | 0 | 0
2014-05-21 19:00 | 19 | 9.84% | 1.6819 | 1.6819 | 17.0926 | 17.0926 | 0.045098 | 0.10824 | 0.10824 | 0.10824 | 0.10824 | 0 | 0
2014-05-21 20:00 | 20 | 8.2% | 1.4016 | 1.4016 | 17.0926 | 17.0926 | 0.02402 | 0.057647 | 0.057647 | 0.057647 | 0.057647 | 0 | 0
2014-05-21 21:00 | 21 | 6.56% | 1.1213 | 1.1213 | 17.0926 | 17.0926 | 0.0044118 | 0.010588 | 0.010588 | 0.010588 | 0.010588 | 0 | 0
2014-05-21 22:00 | 22 | 4.92% | 0.84096 | 0.84096 | 17.0926 | 17.0926 | 0.0004902 | 0.0011765 | 0.0011765 | 0.0011765 | 0.0011765 | 0 | 0
2014-05-21 23:00 | 23 | 3.28% | 0.56064 | 0.56064 | 17.0926 | 17.0926 | 0 | 0 | 0 | 0 | 0 | 0 | 0
2014-05-22 | 24 | 1.64% | 0.28032 | 0.28032 | 17.0926 | 17.0926 | 0 | 0 | 0 | 0 | 0 | 0 | 0
2014-05-22 01:00 | 1 | 1.64% | 0.28032 | 0.28032 | 17.0926 | 17.0926 | 0 | 0 | 0 | 0 | 0 | 0 | 0
2014-05-22 02:00 | 2 | 1.64% | 0.28032 | 0.28032 | 17.0926 | 17.0926 | 0 | 0 | 0 | 0 | 0 | 0 | 0
2014-05-22 03:00 | 3 | 1.64% | 0.28032 | 0.28032 | 17.0926 | 17.0926 | 0 | 0 | 0 | 0 | 0 | 0 | 0
2014-05-22 04:00 | 4 | 1.64% | 0.28032 | 0.28032 | 17.0926 | 17.0926 | 0.00098039 | 0.0023529 | 0.0023529 | 0.0023529 | 0.0023529 | 0 | 0
2014-05-22 05:00 | 5 | 1.64% | 0.28032 | 0.28032 | 17.0926 | 17.0926 | 0.018627 | 0.044706 | 0.044706 | 0.044706 | 0.044706 | 0 | 0
2014-05-22 06:00 | 6 | 3.28% | 0.56064 | 0.56064 | 17.0926 | 17.0926 | 0.098529 | 0.23647 | 0.23647 | 0.23647 | 0.23647 | 0 | 0
2014-05-22 07:00 | 7 | 4.92% | 0.84096 | 0.84096 | 17.0926 | 17.0926 | 0.2098 | 0.50353 | 0.50353 | 0.50353 | 0.50353 | 0 | 0
2014-05-22 08:00 | 8 | 6.56% | 1.1213 | 1.1213 | 17.0926 | 17.0926 | 0.32059 | 0.76941 | 0.76941 | 0.76941 | 0.76941 | 0 | 0
2014-05-22 09:00 | 9 | 6.56% | 1.1213 | 1.1213 | 17.0926 | 17.0926 | 0.37353 | 0.89647 | 0.89647 | 0.89647 | 0.89647 | 0 | 0
2014-05-22 10:00 | 10 | 4.92% | 0.84096 | 0.84096 | 17.0926 | 17.0926 | 0.45392 | 1.0894 | 1.0894 | 0.84096 | 0.84096 | 0.24846 | 0.24846
2014-05-22 11:00 | 11 | 3.28% | 0.56064 | 0.56064 | 17.0926 | 17.0926 | 0.50245 | 1.2059 | 1.2059 | 0.56064 | 0.56064 | 0.64525 | 0.64525
2014-05-22 12:00 | 12 | 3.28% | 0.56064 | 0.56064 | 17.0926 | 17.0926 | 0.42353 | 1.0165 | 1.0165 | 0.56064 | 0.56064 | 0.45583 | 0.45583
2014-05-22 13:00 | 13 | 3.28% | 0.56064 | 0.56064 | 17.0926 | 17.0926 | 0.31324 | 0.75176 | 0.75176 | 0.56064 | 0.56064 | 0.19113 | 0.19113
2014-05-22 14:00 | 14 | 3.28% | 0.56064 | 0.56064 | 17.0926 | 17.0926 | 0.32647 | 0.78353 | 0.78353 | 0.56064 | 0.56064 | 0.22289 | 0.22289
2014-05-22 15:00 | 15 | 3.28% | 0.56064 | 0.56064 | 17.0926 | 17.0926 | 0.23284 | 0.55882 | 0.55882 | 0.55882 | 0.55882 | 0 | 0
2014-05-22 16:00 | 16 | 3.28% | 0.56064 | 0.56064 | 17.0926 | 17.0926 | 0.18235 | 0.43765 | 0.43765 | 0.43765 | 0.43765 | 0 | 0
2014-05-22 17:00 | 17 | 4.92% | 0.84096 | 0.84096 | 17.0926 | 17.0926 | 0.12745 | 0.30588 | 0.30588 | 0.30588 | 0.30588 | 0 | 0
2014-05-22 18:00 | 18 | 6.56% | 1.1213 | 1.1213 | 17.0926 | 17.0926 | 0.088725 | 0.21294 | 0.21294 | 0.21294 | 0.21294 | 0 | 0
2014-05-22 19:00 | 19 | 9.84% | 1.6819 | 1.6819 | 17.0926 | 17.0926 | 0.053431 | 0.12824 | 0.12824 | 0.12824 | 0.12824 | 0 | 0
2014-05-22 20:00 | 20 | 8.2% | 1.4016 | 1.4016 | 17.0926 | 17.0926 | 0.018137 | 0.043529 | 0.043529 | 0.043529 | 0.043529 | 0 | 0
2014-05-22 21:00 | 21 | 6.56% | 1.1213 | 1.1213 | 17.0926 | 17.0926 | 0.0019608 | 0.0047059 | 0.0047059 | 0.0047059 | 0.0047059 | 0 | 0
2014-05-22 22:00 | 22 | 4.92% | 0.84096 | 0.84096 | 17.0926 | 17.0926 | 0 | 0 | 0 | 0 | 0 | 0 | 0
2014-05-22 23:00 | 23 | 3.28% | 0.56064 | 0.56064 | 17.0926 | 17.0926 | 0 | 0 | 0 | 0 | 0 | 0 | 0
2014-05-23 | 24 | 1.64% | 0.28032 | 0.28032 | 17.0926 | 17.0926 | 0 | 0 | 0 | 0 | 0 | 0 | 0
2014-05-23 01:00 | 1 | 1.64% | 0.28032 | 0.28032 | 17.0926 | 17.0926 | 0 | 0 | 0 | 0 | 0 | 0 | 0
2014-05-23 02:00 | 2 | 1.64% | 0.28032 | 0.28032 | 17.0926 | 17.0926 | 0 | 0 | 0 | 0 | 0 | 0 | 0
2014-05-23 03:00 | 3 | 1.64% | 0.28032 | 0.28032 | 17.0926 | 17.0926 | 0 | 0 | 0 | 0 | 0 | 0 | 0
2014-05-23 04:00 | 4 | 1.64% | 0.28032 | 0.28032 | 17.0926 | 17.0926 | 0.0034314 | 0.0082353 | 0.0082353 | 0.0082353 | 0.0082353 | 0 | 0
2014-05-23 05:00 | 5 | 1.64% | 0.28032 | 0.28032 | 17.0926 | 17.0926 | 0.031863 | 0.076471 | 0.076471 | 0.076471 | 0.076471 | 0 | 0
2014-05-23 06:00 | 6 | 3.28% | 0.56064 | 0.56064 | 17.0926 | 17.0926 | 0.1402 | 0.33647 | 0.33647 | 0.33647 | 0.33647 | 0 | 0
2014-05-23 07:00 | 7 | 4.92% | 0.84096 | 0.84096 | 17.0926 | 17.0926 | 0.29461 | 0.70706 | 0.70706 | 0.70706 | 0.70706 | 0 | 0
2014-05-23 08:00 | 8 | 6.56% | 1.1213 | 1.1213 | 17.0926 | 17.0926 | 0.43333 | 1.04 | 1.04 | 1.04 | 1.04 | 0 | 0
2014-05-23 09:00 | 9 | 6.56% | 1.1213 | 1.1213 | 17.0926 | 17.0926 | 0.57892 | 1.3894 | 1.3894 | 1.1213 | 1.1213 | 0.26814 | 0.26814
2014-05-23 10:00 | 10 | 4.92% | 0.84096 | 0.84096 | 17.0926 | 17.0926 | 0.67647 | 1.6235 | 1.6235 | 0.84096 | 0.84096 | 0.78257 | 0.78257
2014-05-23 11:00 | 11 | 3.28% | 0.56064 | 0.56064 | 17.0926 | 17.0926 | 0.67059 | 1.6094 | 1.6094 | 0.56064 | 0.56064 | 1.0488 | 1.0488
2014-05-23 12:00 | 12 | 3.28% | 0.56064 | 0.56064 | 17.0926 | 17.0926 | 0.57255 | 1.3741 | 1.3741 | 0.56064 | 0.56064 | 0.81348 | 0.81348
2014-05-23 13:00 | 13 | 3.28% | 0.56064 | 0.56064 | 17.0926 | 17.0926 | 0.45882 | 1.1012 | 1.1012 | 0.56064 | 0.56064 | 0.54054 | 0.54054
2014-05-23 14:00 | 14 | 3.28% | 0.56064 | 0.56064 | 17.0926 | 17.0926 | 0.46176 | 1.1082 | 1.1082 | 0.56064 | 0.56064 | 0.5476 | 0.5476
2014-05-23 15:00 | 15 | 3.28% | 0.56064 | 0.56064 | 17.0926 | 17.0926 | 0.34755 | 0.83412 | 0.83412 | 0.56064 | 0.56064 | 0.27348 | 0.27348
2014-05-23 16:00 | 16 | 3.28% | 0.56064 | 0.56064 | 17.0926 | 17.0926 | 0.28824 | 0.69176 | 0.69176 | 0.56064 | 0.56064 | 0.13113 | 0.13113
2014-05-23 17:00 | 17 | 4.92% | 0.84096 | 0.84096 | 17.0926 | 17.0926 | 0.12157 | 0.29176 | 0.29176 | 0.29176 | 0.29176 | 0 | 0
2014-05-23 18:00 | 18 | 6.56% | 1.1213 | 1.1213 | 17.0926 | 17.0926 | 0.069118 | 0.16588 | 0.16588 | 0.16588 | 0.16588 | 0 | 0
2014-05-23 19:00 | 19 | 9.84% | 1.6819 | 1.6819 | 17.0926 | 17.0926 | 0.048039 | 0.11529 | 0.11529 | 0.11529 | 0.11529 | 0 | 0
2014-05-23 20:00 | 20 | 8.2% | 1.4016 | 1.4016 | 17.0926 | 17.0926 | 0.02598 | 0.062353 | 0.062353 | 0.062353 | 0.062353 | 0 | 0
2014-05-23 21:00 | 21 | 6.56% | 1.1213 | 1.1213 | 17.0926 | 17.0926 | 0.004902 | 0.011765 | 0.011765 | 0.011765 | 0.011765 | 0 | 0
2014-05-23 22:00 | 22 | 4.92% | 0.84096 | 0.84096 | 17.0926 | 17.0926 | 0 | 0 | 0 | 0 | 0 | 0 | 0
2014-05-23 23:00 | 23 | 3.28% | 0.56064 | 0.56064 | 17.0926 | 17.0926 | 0 | 0 | 0 | 0 | 0 | 0 | 0
2014-05-24 | 24 | 1.64% | 0.28032 | 0.28032 | 17.0926 | 17.0926 | 0 | 0 | 0 | 0 | 0 | 0 | 0
2014-05-24 01:00 | 1 | 1.64% | 0.28032 | 0.28032 | 17.0926 | 17.0926 | 0 | 0 | 0 | 0 | 0 | 0 | 0
2014-05-24 02:00 | 2 | 1.64% | 0.28032 | 0.28032 | 17.0926 | 17.0926 | 0 | 0 | 0 | 0 | 0 | 0 | 0
2014-05-24 03:00 | 3 | 1.64% | 0.28032 | 0.28032 | 17.0926 | 17.0926 | 0 | 0 | 0 | 0 | 0 | 0 | 0
2014-05-24 04:00 | 4 | 1.64% | 0.28032 | 0.28032 | 17.0926 | 17.0926 | 0.0034314 | 0.0082353 | 0.0082353 | 0.0082353 | 0.0082353 | 0 | 0
2014-05-24 05:00 | 5 | 1.64% | 0.28032 | 0.28032 | 17.0926 | 17.0926 | 0.019608 | 0.047059 | 0.047059 | 0.047059 | 0.047059 | 0 | 0
2014-05-24 06:00 | 6 | 3.28% | 0.56064 | 0.56064 | 17.0926 | 17.0926 | 0.096078 | 0.23059 | 0.23059 | 0.23059 | 0.23059 | 0 | 0
2014-05-24 07:00 | 7 | 4.92% | 0.84096 | 0.84096 | 17.0926 | 17.0926 | 0.26667 | 0.64 | 0.64 | 0.64 | 0.64 | 0 | 0
2014-05-24 08:00 | 8 | 6.56% | 1.1213 | 1.1213 | 17.0926 | 17.0926 | 0.40343 | 0.96824 | 0.96824 | 0.96824 | 0.96824 | 0 | 0
2014-05-24 09:00 | 9 | 6.56% | 1.1213 | 1.1213 | 17.0926 | 17.0926 | 0.50539 | 1.2129 | 1.2129 | 1.1213 | 1.1213 | 0.091668 | 0.091668
2014-05-24 10:00 | 10 | 4.92% | 0.84096 | 0.84096 | 17.0926 | 17.0926 | 0.63186 | 1.5165 | 1.5165 | 0.84096 | 0.84096 | 0.67552 | 0.67552
2014-05-24 11:00 | 11 | 3.28% | 0.56064 | 0.56064 | 17.0926 | 17.0926 | 0.75931 | 1.8224 | 1.8224 | 0.56064 | 0.56064 | 1.2617 | 1.2617
2014-05-24 12:00 | 12 | 3.28% | 0.56064 | 0.56064 | 17.0926 | 17.0926 | 0.77451 | 1.8588 | 1.8588 | 0.56064 | 0.56064 | 1.2982 | 1.2982
2014-05-24 13:00 | 13 | 3.28% | 0.56064 | 0.56064 | 17.0926 | 17.0926 | 0.73824 | 1.7718 | 1.7718 | 0.56064 | 0.56064 | 1.2111 | 1.2111
2014-05-24 14:00 | 14 | 3.28% | 0.56064 | 0.56064 | 17.0926 | 17.0926 | 0.61912 | 1.4859 | 1.4859 | 0.56064 | 0.56064 | 0.92525 | 0.92525
2014-05-24 15:00 | 15 | 3.28% | 0.56064 | 0.56064 | 17.0926 | 17.0926 | 0.37255 | 0.89412 | 0.89412 | 0.56064 | 0.56064 | 0.33348 | 0.33348
2014-05-24 16:00 | 16 | 3.28% | 0.56064 | 0.56064 | 17.0926 | 17.0926 | 0.29265 | 0.70235 | 0.70235 | 0.56064 | 0.56064 | 0.14172 | 0.14172
2014-05-24 17:00 | 17 | 4.92% | 0.84096 | 0.84096 | 17.0926 | 17.0926 | 0.16863 | 0.40471 | 0.40471 | 0.40471 | 0.40471 | 0 | 0
2014-05-24 18:00 | 18 | 6.56% | 1.1213 | 1.1213 | 17.0926 | 17.0926 | 0.082353 | 0.19765 | 0.19765 | 0.19765 | 0.19765 | 0 | 0
2014-05-24 19:00 | 19 | 9.84% | 1.6819 | 1.6819 | 17.0926 | 17.0926 | 0.047549 | 0.11412 | 0.11412 | 0.11412 | 0.11412 | 0 | 0
2014-05-24 20:00 | 20 | 8.2% | 1.4016 | 1.4016 | 17.0926 | 17.0926 | 0.029902 | 0.071765 | 0.071765 | 0.071765 | 0.071765 | 0 | 0
2014-05-24 21:00 | 21 | 6.56% | 1.1213 | 1.1213 | 17.0926 | 17.0926 | 0.0044118 | 0.010588 | 0.010588 | 0.010588 | 0.010588 | 0 | 0
2014-05-24 22:00 | 22 | 4.92% | 0.84096 | 0.84096 | 17.0926 | 17.0926 | 0.0004902 | 0.0011765 | 0.0011765 | 0.0011765 | 0.0011765 | 0 | 0
2014-05-24 23:00 | 23 | 3.28% | 0.56064 | 0.56064 | 17.0926 | 17.0926 | 0 | 0 | 0 | 0 | 0 | 0 | 0
2014-05-25 | 24 | 1.64% | 0.28032 | 0.28032 | 17.0926 | 17.0926 | 0 | 0 | 0 | 0 | 0 | 0 | 0
2014-05-25 01:00 | 1 | 1.64% | 0.28032 | 0.28032 | 17.0926 | 17.0926 | 0 | 0 | 0 | 0 | 0 | 0 | 0
2014-05-25 02:00 | 2 | 1.64% | 0.28032 | 0.28032 | 17.0926 | 17.0926 | 0 | 0 | 0 | 0 | 0 | 0 | 0
2014-05-25 03:00 | 3 | 1.64% | 0.28032 | 0.28032 | 17.0926 | 17.0926 | 0 | 0 | 0 | 0 | 0 | 0 | 0
2014-05-25 04:00 | 4 | 1.64% | 0.28032 | 0.28032 | 17.0926 | 17.0926 | 0.0053922 | 0.012941 | 0.012941 | 0.012941 | 0.012941 | 0 | 0
2014-05-25 05:00 | 5 | 1.64% | 0.28032 | 0.28032 | 17.0926 | 17.0926 | 0.030882 | 0.074118 | 0.074118 | 0.074118 | 0.074118 | 0 | 0
2014-05-25 06:00 | 6 | 3.28% | 0.56064 | 0.56064 | 17.0926 | 17.0926 | 0.12794 | 0.30706 | 0.30706 | 0.30706 | 0.30706 | 0 | 0
2014-05-25 07:00 | 7 | 4.92% | 0.84096 | 0.84096 | 17.0926 | 17.0926 | 0.28627 | 0.68706 | 0.68706 | 0.68706 | 0.68706 | 0 | 0
2014-05-25 08:00 | 8 | 6.56% | 1.1213 | 1.1213 | 17.0926 | 17.0926 | 0.44755 | 1.0741 | 1.0741 | 1.0741 | 1.0741 | 0 | 0
2014-05-25 09:00 | 9 | 6.56% | 1.1213 | 1.1213 | 17.0926 | 17.0926 | 0.52108 | 1.2506 | 1.2506 | 1.1213 | 1.1213 | 0.12931 | 0.12931
2014-05-25 10:00 | 10 | 4.92% | 0.84096 | 0.84096 | 17.0926 | 17.0926 | 0.59167 | 1.42 | 1.42 | 0.84096 | 0.84096 | 0.57904 | 0.57904
2014-05-25 11:00 | 11 | 3.28% | 0.56064 | 0.56064 | 17.0926 | 17.0926 | 0.48186 | 1.1565 | 1.1565 | 0.56064 | 0.56064 | 0.59583 | 0.59583
2014-05-25 12:00 | 12 | 3.28% | 0.56064 | 0.56064 | 17.0926 | 17.0926 | 0.51373 | 1.2329 | 1.2329 | 0.56064 | 0.56064 | 0.6723 | 0.6723
2014-05-25 13:00 | 13 | 3.28% | 0.56064 | 0.56064 | 17.0926 | 17.0926 | 0.47206 | 1.1329 | 1.1329 | 0.56064 | 0.56064 | 0.5723 | 0.5723
2014-05-25 14:00 | 14 | 3.28% | 0.56064 | 0.56064 | 17.0926 | 17.0926 | 0.38971 | 0.93529 | 0.93529 | 0.56064 | 0.56064 | 0.37466 | 0.37466
2014-05-25 15:00 | 15 | 3.28% | 0.56064 | 0.56064 | 17.0926 | 17.0926 | 0.33971 | 0.81529 | 0.81529 | 0.56064 | 0.56064 | 0.25466 | 0.25466
2014-05-25 16:00 | 16 | 3.28% | 0.56064 | 0.56064 | 17.0926 | 17.0926 | 0.23971 | 0.57529 | 0.57529 | 0.56064 | 0.56064 | 0.014657 | 0.014657
2014-05-25 17:00 | 17 | 4.92% | 0.84096 | 0.84096 | 17.0926 | 17.0926 | 0.17059 | 0.40941 | 0.40941 | 0.40941 | 0.40941 | 0 | 0
2014-05-25 18:00 | 18 | 6.56% | 1.1213 | 1.1213 | 17.0926 | 17.0926 | 0.096569 | 0.23176 | 0.23176 | 0.23176 | 0.23176 | 0 | 0
2014-05-25 19:00 | 19 | 9.84% | 1.6819 | 1.6819 | 17.0926 | 17.0926 | 0.05098 | 0.12235 | 0.12235 | 0.12235 | 0.12235 | 0 | 0
2014-05-25 20:00 | 20 | 8.2% | 1.4016 | 1.4016 | 17.0926 | 17.0926 | 0.029412 | 0.070588 | 0.070588 | 0.070588 | 0.070588 | 0 | 0
2014-05-25 21:00 | 21 | 6.56% | 1.1213 | 1.1213 | 17.0926 | 17.0926 | 0.0078431 | 0.018824 | 0.018824 | 0.018824 | 0.018824 | 0 | 0
2014-05-25 22:00 | 22 | 4.92% | 0.84096 | 0.84096 | 17.0926 | 17.0926 | 0.0004902 | 0.0011765 | 0.0011765 | 0.0011765 | 0.0011765 | 0 | 0
2014-05-25 23:00 | 23 | 3.28% | 0.56064 | 0.56064 | 17.0926 | 17.0926 | 0 | 0 | 0 | 0 | 0 | 0 | 0
2014-05-26 | 24 | 1.64% | 0.28032 | 0.28032 | 17.0926 | 17.0926 | 0 | 0 | 0 | 0 | 0 | 0 | 0
2014-05-26 01:00 | 1 | 1.64% | 0.28032 | 0.28032 | 17.0926 | 17.0926 | 0 | 0 | 0 | 0 | 0 | 0 | 0
2014-05-26 02:00 | 2 | 1.64% | 0.28032 | 0.28032 | 17.0926 | 17.0926 | 0 | 0 | 0 | 0 | 0 | 0 | 0
2014-05-26 03:00 | 3 | 1.64% | 0.28032 | 0.28032 | 17.0926 | 17.0926 | 0 | 0 | 0 | 0 | 0 | 0 | 0
2014-05-26 04:00 | 4 | 1.64% | 0.28032 | 0.28032 | 17.0926 | 17.0926 | 0.004902 | 0.011765 | 0.011765 | 0.011765 | 0.011765 | 0 | 0
2014-05-26 05:00 | 5 | 1.64% | 0.28032 | 0.28032 | 17.0926 | 17.0926 | 0.026471 | 0.063529 | 0.063529 | 0.063529 | 0.063529 | 0 | 0
2014-05-26 06:00 | 6 | 3.28% | 0.56064 | 0.56064 | 17.0926 | 17.0926 | 0.10588 | 0.25412 | 0.25412 | 0.25412 | 0.25412 | 0 | 0
2014-05-26 07:00 | 7 | 4.92% | 0.84096 | 0.84096 | 17.0926 | 17.0926 | 0.27794 | 0.66706 | 0.66706 | 0.66706 | 0.66706 | 0 | 0
2014-05-26 08:00 | 8 | 6.56% | 1.1213 | 1.1213 | 17.0926 | 17.0926 | 0.49559 | 1.1894 | 1.1894 | 1.1213 | 1.1213 | 0.068138 | 0.068138
2014-05-26 09:00 | 9 | 6.56% | 1.1213 | 1.1213 | 17.0926 | 17.0926 | 0.55735 | 1.3376 | 1.3376 | 1.1213 | 1.1213 | 0.21637 | 0.21637
2014-05-26 10:00 | 10 | 4.92% | 0.84096 | 0.84096 | 17.0926 | 17.0926 | 0.67598 | 1.6224 | 1.6224 | 0.84096 | 0.84096 | 0.7814 | 0.7814
2014-05-26 11:00 | 11 | 3.28% | 0.56064 | 0.56064 | 17.0926 | 17.0926 | 0.7201 | 1.7282 | 1.7282 | 0.56064 | 0.56064 | 1.1676 | 1.1676
2014-05-26 12:00 | 12 | 3.28% | 0.56064 | 0.56064 | 17.0926 | 17.0926 | 0.7799 | 1.8718 | 1.8718 | 0.56064 | 0.56064 | 1.3111 | 1.3111
2014-05-26 13:00 | 13 | 3.28% | 0.56064 | 0.56064 | 17.0926 | 17.0926 | 0.69657 | 1.6718 | 1.6718 | 0.56064 | 0.56064 | 1.1111 | 1.1111
2014-05-26 14:00 | 14 | 3.28% | 0.56064 | 0.56064 | 17.0926 | 17.0926 | 0.52108 | 1.2506 | 1.2506 | 0.56064 | 0.56064 | 0.68995 | 0.68995
2014-05-26 15:00 | 15 | 3.28% | 0.56064 | 0.56064 | 17.0926 | 17.0926 | 0.48137 | 1.1553 | 1.1553 | 0.56064 | 0.56064 | 0.59466 | 0.59466
2014-05-26 16:00 | 16 | 3.28% | 0.56064 | 0.56064 | 17.0926 | 17.0926 | 0.37647 | 0.90353 | 0.90353 | 0.56064 | 0.56064 | 0.34289 | 0.34289
2014-05-26 17:00 | 17 | 4.92% | 0.84096 | 0.84096 | 17.0926 | 17.0926 | 0.19412 | 0.46588 | 0.46588 | 0.46588 | 0.46588 | 0 | 0
2014-05-26 18:00 | 18 | 6.56% | 1.1213 | 1.1213 | 17.0926 | 17.0926 | 0.10392 | 0.24941 | 0.24941 | 0.24941 | 0.24941 | 0 | 0
2014-05-26 19:00 | 19 | 9.84% | 1.6819 | 1.6819 | 17.0926 | 17.0926 | 0.046078 | 0.11059 | 0.11059 | 0.11059 | 0.11059 | 0 | 0
2014-05-26 20:00 | 20 | 8.2% | 1.4016 | 1.4016 | 17.0926 | 17.0926 | 0.02402 | 0.057647 | 0.057647 | 0.057647 | 0.057647 | 0 | 0
2014-05-26 21:00 | 21 | 6.56% | 1.1213 | 1.1213 | 17.0926 | 17.0926 | 0.0053922 | 0.012941 | 0.012941 | 0.012941 | 0.012941 | 0 | 0
2014-05-26 22:00 | 22 | 4.92% | 0.84096 | 0.84096 | 17.0926 | 17.0926 | 0.0004902 | 0.0011765 | 0.0011765 | 0.0011765 | 0.0011765 | 0 | 0
2014-05-26 23:00 | 23 | 3.28% | 0.56064 | 0.56064 | 17.0926 | 17.0926 | 0 | 0 | 0 | 0 | 0 | 0 | 0
2014-05-27 | 24 | 1.64% | 0.28032 | 0.28032 | 17.0926 | 17.0926 | 0 | 0 | 0 | 0 | 0 | 0 | 0
2014-05-27 01:00 | 1 | 1.64% | 0.28032 | 0.28032 | 17.0926 | 17.0926 | 0 | 0 | 0 | 0 | 0 | 0 | 0
2014-05-27 02:00 | 2 | 1.64% | 0.28032 | 0.28032 | 17.0926 | 17.0926 | 0 | 0 | 0 | 0 | 0 | 0 | 0
2014-05-27 03:00 | 3 | 1.64% | 0.28032 | 0.28032 | 17.0926 | 17.0926 | 0 | 0 | 0 | 0 | 0 | 0 | 0
2014-05-27 04:00 | 4 | 1.64% | 0.28032 | 0.28032 | 17.0926 | 17.0926 | 0.0044118 | 0.010588 | 0.010588 | 0.010588 | 0.010588 | 0 | 0
2014-05-27 05:00 | 5 | 1.64% | 0.28032 | 0.28032 | 17.0926 | 17.0926 | 0.032843 | 0.078824 | 0.078824 | 0.078824 | 0.078824 | 0 | 0
2014-05-27 06:00 | 6 | 3.28% | 0.56064 | 0.56064 | 17.0926 | 17.0926 | 0.12549 | 0.30118 | 0.30118 | 0.30118 | 0.30118 | 0 | 0
2014-05-27 07:00 | 7 | 4.92% | 0.84096 | 0.84096 | 17.0926 | 17.0926 | 0.25931 | 0.62235 | 0.62235 | 0.62235 | 0.62235 | 0 | 0
2014-05-27 08:00 | 8 | 6.56% | 1.1213 | 1.1213 | 17.0926 | 17.0926 | 0.40637 | 0.97529 | 0.97529 | 0.97529 | 0.97529 | 0 | 0
2014-05-27 09:00 | 9 | 6.56% | 1.1213 | 1.1213 | 17.0926 | 17.0926 | 0.57941 | 1.3906 | 1.3906 | 1.1213 | 1.1213 | 0.26931 | 0.26931
2014-05-27 10:00 | 10 | 4.92% | 0.84096 | 0.84096 | 17.0926 | 17.0926 | 0.6451 | 1.5482 | 1.5482 | 0.84096 | 0.84096 | 0.70728 | 0.70728
2014-05-27 11:00 | 11 | 3.28% | 0.56064 | 0.56064 | 17.0926 | 17.0926 | 0.65098 | 1.5624 | 1.5624 | 0.56064 | 0.56064 | 1.0017 | 1.0017
2014-05-27 12:00 | 12 | 3.28% | 0.56064 | 0.56064 | 17.0926 | 17.0926 | 0.57696 | 1.3847 | 1.3847 | 0.56064 | 0.56064 | 0.82407 | 0.82407
2014-05-27 13:00 | 13 | 3.28% | 0.56064 | 0.56064 | 17.0926 | 17.0926 | 0.51961 | 1.2471 | 1.2471 | 0.56064 | 0.56064 | 0.68642 | 0.68642
2014-05-27 14:00 | 14 | 3.28% | 0.56064 | 0.56064 | 17.0926 | 17.0926 | 0.57353 | 1.3765 | 1.3765 | 0.56064 | 0.56064 | 0.81583 | 0.81583
2014-05-27 15:00 | 15 | 3.28% | 0.56064 | 0.56064 | 17.0926 | 17.0926 | 0.375 | 0.9 | 0.9 | 0.56064 | 0.56064 | 0.33936 | 0.33936
2014-05-27 16:00 | 16 | 3.28% | 0.56064 | 0.56064 | 17.0926 | 17.0926 | 0.33333 | 0.8 | 0.8 | 0.56064 | 0.56064 | 0.23936 | 0.23936
2014-05-27 17:00 | 17 | 4.92% | 0.84096 | 0.84096 | 17.0926 | 17.0926 | 0.1701 | 0.40824 | 0.40824 | 0.40824 | 0.40824 | 0 | 0
2014-05-27 18:00 | 18 | 6.56% | 1.1213 | 1.1213 | 17.0926 | 17.0926 | 0.080882 | 0.19412 | 0.19412 | 0.19412 | 0.19412 | 0 | 0
2014-05-27 19:00 | 19 | 9.84% | 1.6819 | 1.6819 | 17.0926 | 17.0926 | 0.05098 | 0.12235 | 0.12235 | 0.12235 | 0.12235 | 0 | 0
2014-05-27 20:00 | 20 | 8.2% | 1.4016 | 1.4016 | 17.0926 | 17.0926 | 0.026471 | 0.063529 | 0.063529 | 0.063529 | 0.063529 | 0 | 0
2014-05-27 21:00 | 21 | 6.56% | 1.1213 | 1.1213 | 17.0926 | 17.0926 | 0.0078431 | 0.018824 | 0.018824 | 0.018824 | 0.018824 | 0 | 0
2014-05-27 22:00 | 22 | 4.92% | 0.84096 | 0.84096 | 17.0926 | 17.0926 | 0.0014706 | 0.0035294 | 0.0035294 | 0.0035294 | 0.0035294 | 0 | 0
2014-05-27 23:00 | 23 | 3.28% | 0.56064 | 0.56064 | 17.0926 | 17.0926 | 0 | 0 | 0 | 0 | 0 | 0 | 0
2014-05-28 | 24 | 1.64% | 0.28032 | 0.28032 | 17.0926 | 17.0926 | 0 | 0 | 0 | 0 | 0 | 0 | 0
2014-05-28 01:00 | 1 | 1.64% | 0.28032 | 0.28032 | 17.0926 | 17.0926 | 0 | 0 | 0 | 0 | 0 | 0 | 0
2014-05-28 02:00 | 2 | 1.64% | 0.28032 | 0.28032 | 17.0926 | 17.0926 | 0 | 0 | 0 | 0 | 0 | 0 | 0
2014-05-28 03:00 | 3 | 1.64% | 0.28032 | 0.28032 | 17.0926 | 17.0926 | 0 | 0 | 0 | 0 | 0 | 0 | 0
2014-05-28 04:00 | 4 | 1.64% | 0.28032 | 0.28032 | 17.0926 | 17.0926 | 0.0029412 | 0.0070588 | 0.0070588 | 0.0070588 | 0.0070588 | 0 | 0
2014-05-28 05:00 | 5 | 1.64% | 0.28032 | 0.28032 | 17.0926 | 17.0926 | 0.02549 | 0.061176 | 0.061176 | 0.061176 | 0.061176 | 0 | 0
2014-05-28 06:00 | 6 | 3.28% | 0.56064 | 0.56064 | 17.0926 | 17.0926 | 0.12451 | 0.29882 | 0.29882 | 0.29882 | 0.29882 | 0 | 0
2014-05-28 07:00 | 7 | 4.92% | 0.84096 | 0.84096 | 17.0926 | 17.0926 | 0.25637 | 0.61529 | 0.61529 | 0.61529 | 0.61529 | 0 | 0
2014-05-28 08:00 | 8 | 6.56% | 1.1213 | 1.1213 | 17.0926 | 17.0926 | 0.45539 | 1.0929 | 1.0929 | 1.0929 | 1.0929 | 0 | 0
2014-05-28 09:00 | 9 | 6.56% | 1.1213 | 1.1213 | 17.0926 | 17.0926 | 0.60637 | 1.4553 | 1.4553 | 1.1213 | 1.1213 | 0.33402 | 0.33402
2014-05-28 10:00 | 10 | 4.92% | 0.84096 | 0.84096 | 17.0926 | 17.0926 | 0.69608 | 1.6706 | 1.6706 | 0.84096 | 0.84096 | 0.82963 | 0.82963
2014-05-28 11:00 | 11 | 3.28% | 0.56064 | 0.56064 | 17.0926 | 17.0926 | 0.73578 | 1.7659 | 1.7659 | 0.56064 | 0.56064 | 1.2052 | 1.2052
2014-05-28 12:00 | 12 | 3.28% | 0.56064 | 0.56064 | 17.0926 | 17.0926 | 0.60833 | 1.46 | 1.46 | 0.56064 | 0.56064 | 0.89936 | 0.89936
2014-05-28 13:00 | 13 | 3.28% | 0.56064 | 0.56064 | 17.0926 | 17.0926 | 0.51912 | 1.2459 | 1.2459 | 0.56064 | 0.56064 | 0.68525 | 0.68525
2014-05-28 14:00 | 14 | 3.28% | 0.56064 | 0.56064 | 17.0926 | 17.0926 | 0.47059 | 1.1294 | 1.1294 | 0.56064 | 0.56064 | 0.56877 | 0.56877
2014-05-28 15:00 | 15 | 3.28% | 0.56064 | 0.56064 | 17.0926 | 17.0926 | 0.46127 | 1.1071 | 1.1071 | 0.56064 | 0.56064 | 0.54642 | 0.54642
2014-05-28 16:00 | 16 | 3.28% | 0.56064 | 0.56064 | 17.0926 | 17.0926 | 0.28137 | 0.67529 | 0.67529 | 0.56064 | 0.56064 | 0.11466 | 0.11466
2014-05-28 17:00 | 17 | 4.92% | 0.84096 | 0.84096 | 17.0926 | 17.0926 | 0.14265 | 0.34235 | 0.34235 | 0.34235 | 0.34235 | 0 | 0
2014-05-28 18:00 | 18 | 6.56% | 1.1213 | 1.1213 | 17.0926 | 17.0926 | 0.090196 | 0.21647 | 0.21647 | 0.21647 | 0.21647 | 0 | 0
2014-05-28 19:00 | 19 | 9.84% | 1.6819 | 1.6819 | 17.0926 | 17.0926 | 0.045098 | 0.10824 | 0.10824 | 0.10824 | 0.10824 | 0 | 0
2014-05-28 20:00 | 20 | 8.2% | 1.4016 | 1.4016 | 17.0926 | 17.0926 | 0.027451 | 0.065882 | 0.065882 | 0.065882 | 0.065882 | 0 | 0
2014-05-28 21:00 | 21 | 6.56% | 1.1213 | 1.1213 | 17.0926 | 17.0926 | 0.0053922 | 0.012941 | 0.012941 | 0.012941 | 0.012941 | 0 | 0
2014-05-28 22:00 | 22 | 4.92% | 0.84096 | 0.84096 | 17.0926 | 17.0926 | 0.00098039 | 0.0023529 | 0.0023529 | 0.0023529 | 0.0023529 | 0 | 0
2014-05-28 23:00 | 23 | 3.28% | 0.56064 | 0.56064 | 17.0926 | 17.0926 | 0 | 0 | 0 | 0 | 0 | 0 | 0
2014-05-29 | 24 | 1.64% | 0.28032 | 0.28032 | 17.0926 | 17.0926 | 0 | 0 | 0 | 0 | 0 | 0 | 0
2014-05-29 01:00 | 1 | 1.64% | 0.28032 | 0.28032 | 17.0926 | 17.0926 | 0 | 0 | 0 | 0 | 0 | 0 | 0
2014-05-29 02:00 | 2 | 1.64% | 0.28032 | 0.28032 | 17.0926 | 17.0926 | 0 | 0 | 0 | 0 | 0 | 0 | 0
2014-05-29 03:00 | 3 | 1.64% | 0.28032 | 0.28032 | 17.0926 | 17.0926 | 0 | 0 | 0 | 0 | 0 | 0 | 0
2014-05-29 04:00 | 4 | 1.64% | 0.28032 | 0.28032 | 17.0926 | 17.0926 | 0.0044118 | 0.010588 | 0.010588 | 0.010588 | 0.010588 | 0 | 0
2014-05-29 05:00 | 5 | 1.64% | 0.28032 | 0.28032 | 17.0926 | 17.0926 | 0.020098 | 0.048235 | 0.048235 | 0.048235 | 0.048235 | 0 | 0
2014-05-29 06:00 | 6 | 3.28% | 0.56064 | 0.56064 | 17.0926 | 17.0926 | 0.094608 | 0.22706 | 0.22706 | 0.22706 | 0.22706 | 0 | 0
2014-05-29 07:00 | 7 | 4.92% | 0.84096 | 0.84096 | 17.0926 | 17.0926 | 0.23137 | 0.55529 | 0.55529 | 0.55529 | 0.55529 | 0 | 0
2014-05-29 08:00 | 8 | 6.56% | 1.1213 | 1.1213 | 17.0926 | 17.0926 | 0.44069 | 1.0576 | 1.0576 | 1.0576 | 1.0576 | 0 | 0
2014-05-29 09:00 | 9 | 6.56% | 1.1213 | 1.1213 | 17.0926 | 17.0926 | 0.56078 | 1.3459 | 1.3459 | 1.1213 | 1.1213 | 0.22461 | 0.22461
2014-05-29 10:00 | 10 | 4.92% | 0.84096 | 0.84096 | 17.0926 | 17.0926 | 0.65294 | 1.5671 | 1.5671 | 0.84096 | 0.84096 | 0.7261 | 0.7261
2014-05-29 11:00 | 11 | 3.28% | 0.56064 | 0.56064 | 17.0926 | 17.0926 | 0.6348 | 1.5235 | 1.5235 | 0.56064 | 0.56064 | 0.96289 | 0.96289
2014-05-29 12:00 | 12 | 3.28% | 0.56064 | 0.56064 | 17.0926 | 17.0926 | 0.55588 | 1.3341 | 1.3341 | 0.56064 | 0.56064 | 0.77348 | 0.77348
2014-05-29 13:00 | 13 | 3.28% | 0.56064 | 0.56064 | 17.0926 | 17.0926 | 0.59216 | 1.4212 | 1.4212 | 0.56064 | 0.56064 | 0.86054 | 0.86054
2014-05-29 14:00 | 14 | 3.28% | 0.56064 | 0.56064 | 17.0926 | 17.0926 | 0.60686 | 1.4565 | 1.4565 | 0.56064 | 0.56064 | 0.89583 | 0.89583
2014-05-29 15:00 | 15 | 3.28% | 0.56064 | 0.56064 | 17.0926 | 17.0926 | 0.4 | 0.96 | 0.96 | 0.56064 | 0.56064 | 0.39936 | 0.39936
2014-05-29 16:00 | 16 | 3.28% | 0.56064 | 0.56064 | 17.0926 | 17.0926 | 0.2348 | 0.56353 | 0.56353 | 0.56064 | 0.56064 | 0.0028926 | 0.0028926
2014-05-29 17:00 | 17 | 4.92% | 0.84096 | 0.84096 | 17.0926 | 17.0926 | 0.14706 | 0.35294 | 0.35294 | 0.35294 | 0.35294 | 0 | 0
2014-05-29 18:00 | 18 | 6.56% | 1.1213 | 1.1213 | 17.0926 | 17.0926 | 0.10882 | 0.26118 | 0.26118 | 0.26118 | 0.26118 | 0 | 0
2014-05-29 19:00 | 19 | 9.84% | 1.6819 | 1.6819 | 17.0926 | 17.0926 | 0.041176 | 0.098824 | 0.098824 | 0.098824 | 0.098824 | 0 | 0
2014-05-29 20:00 | 20 | 8.2% | 1.4016 | 1.4016 | 17.0926 | 17.0926 | 0.020588 | 0.049412 | 0.049412 | 0.049412 | 0.049412 | 0 | 0
2014-05-29 21:00 | 21 | 6.56% | 1.1213 | 1.1213 | 17.0926 | 17.0926 | 0.0068627 | 0.016471 | 0.016471 | 0.016471 | 0.016471 | 0 | 0
2014-05-29 22:00 | 22 | 4.92% | 0.84096 | 0.84096 | 17.0926 | 17.0926 | 0.0004902 | 0.0011765 | 0.0011765 | 0.0011765 | 0.0011765 | 0 | 0
2014-05-29 23:00 | 23 | 3.28% | 0.56064 | 0.56064 | 17.0926 | 17.0926 | 0 | 0 | 0 | 0 | 0 | 0 | 0
2014-05-30 | 24 | 1.64% | 0.28032 | 0.28032 | 17.0926 | 17.0926 | 0 | 0 | 0 | 0 | 0 | 0 | 0
2014-05-30 01:00 | 1 | 1.64% | 0.28032 | 0.28032 | 17.0926 | 17.0926 | 0 | 0 | 0 | 0 | 0 | 0 | 0
2014-05-30 02:00 | 2 | 1.64% | 0.28032 | 0.28032 | 17.0926 | 17.0926 | 0 | 0 | 0 | 0 | 0 | 0 | 0
2014-05-30 03:00 | 3 | 1.64% | 0.28032 | 0.28032 | 17.0926 | 17.0926 | 0 | 0 | 0 | 0 | 0 | 0 | 0
2014-05-30 04:00 | 4 | 1.64% | 0.28032 | 0.28032 | 17.0926 | 17.0926 | 0.0034314 | 0.0082353 | 0.0082353 | 0.0082353 | 0.0082353 | 0 | 0
2014-05-30 05:00 | 5 | 1.64% | 0.28032 | 0.28032 | 17.0926 | 17.0926 | 0.023039 | 0.055294 | 0.055294 | 0.055294 | 0.055294 | 0 | 0
2014-05-30 06:00 | 6 | 3.28% | 0.56064 | 0.56064 | 17.0926 | 17.0926 | 0.10147 | 0.24353 | 0.24353 | 0.24353 | 0.24353 | 0 | 0
2014-05-30 07:00 | 7 | 4.92% | 0.84096 | 0.84096 | 17.0926 | 17.0926 | 0.20637 | 0.49529 | 0.49529 | 0.49529 | 0.49529 | 0 | 0
2014-05-30 08:00 | 8 | 6.56% | 1.1213 | 1.1213 | 17.0926 | 17.0926 | 0.39951 | 0.95882 | 0.95882 | 0.95882 | 0.95882 | 0 | 0
2014-05-30 09:00 | 9 | 6.56% | 1.1213 | 1.1213 | 17.0926 | 17.0926 | 0.54363 | 1.3047 | 1.3047 | 1.1213 | 1.1213 | 0.18343 | 0.18343
2014-05-30 10:00 | 10 | 4.92% | 0.84096 | 0.84096 | 17.0926 | 17.0926 | 0.66618 | 1.5988 | 1.5988 | 0.84096 | 0.84096 | 0.75787 | 0.75787
2014-05-30 11:00 | 11 | 3.28% | 0.56064 | 0.56064 | 17.0926 | 17.0926 | 0.67108 | 1.6106 | 1.6106 | 0.56064 | 0.56064 | 1.05 | 1.05
2014-05-30 12:00 | 12 | 3.28% | 0.56064 | 0.56064 | 17.0926 | 17.0926 | 0.71569 | 1.7176 | 1.7176 | 0.56064 | 0.56064 | 1.157 | 1.157
2014-05-30 13:00 | 13 | 3.28% | 0.56064 | 0.56064 | 17.0926 | 17.0926 | 0.65049 | 1.5612 | 1.5612 | 0.56064 | 0.56064 | 1.0005 | 1.0005
2014-05-30 14:00 | 14 | 3.28% | 0.56064 | 0.56064 | 17.0926 | 17.0926 | 0.41422 | 0.99412 | 0.99412 | 0.56064 | 0.56064 | 0.43348 | 0.43348
2014-05-30 15:00 | 15 | 3.28% | 0.56064 | 0.56064 | 17.0926 | 17.0926 | 0.39412 | 0.94588 | 0.94588 | 0.56064 | 0.56064 | 0.38525 | 0.38525
2014-05-30 16:00 | 16 | 3.28% | 0.56064 | 0.56064 | 17.0926 | 17.0926 | 0.33529 | 0.80471 | 0.80471 | 0.56064 | 0.56064 | 0.24407 | 0.24407
2014-05-30 17:00 | 17 | 4.92% | 0.84096 | 0.84096 | 17.0926 | 17.0926 | 0.18627 | 0.44706 | 0.44706 | 0.44706 | 0.44706 | 0 | 0
2014-05-30 18:00 | 18 | 6.56% | 1.1213 | 1.1213 | 17.0926 | 17.0926 | 0.10882 | 0.26118 | 0.26118 | 0.26118 | 0.26118 | 0 | 0
2014-05-30 19:00 | 19 | 9.84% | 1.6819 | 1.6819 | 17.0926 | 17.0926 | 0.04951 | 0.11882 | 0.11882 | 0.11882 | 0.11882 | 0 | 0
2014-05-30 20:00 | 20 | 8.2% | 1.4016 | 1.4016 | 17.0926 | 17.0926 | 0.026471 | 0.063529 | 0.063529 | 0.063529 | 0.063529 | 0 | 0
2014-05-30 21:00 | 21 | 6.56% | 1.1213 | 1.1213 | 17.0926 | 17.0926 | 0.0098039 | 0.023529 | 0.023529 | 0.023529 | 0.023529 | 0 | 0
2014-05-30 22:00 | 22 | 4.92% | 0.84096 | 0.84096 | 17.0926 | 17.0926 | 0.00098039 | 0.0023529 | 0.0023529 | 0.0023529 | 0.0023529 | 0 | 0
2014-05-30 23:00 | 23 | 3.28% | 0.56064 | 0.56064 | 17.0926 | 17.0926 | 0 | 0 | 0 | 0 | 0 | 0 | 0
2014-05-31 | 24 | 1.64% | 0.28032 | 0.28032 | 17.0926 | 17.0926 | 0 | 0 | 0 | 0 | 0 | 0 | 0
2014-05-31 01:00 | 1 | 1.64% | 0.28032 | 0.28032 | 17.0926 | 17.0926 | 0 | 0 | 0 | 0 | 0 | 0 | 0
2014-05-31 02:00 | 2 | 1.64% | 0.28032 | 0.28032 | 17.0926 | 17.0926 | 0 | 0 | 0 | 0 | 0 | 0 | 0
2014-05-31 03:00 | 3 | 1.64% | 0.28032 | 0.28032 | 17.0926 | 17.0926 | 0 | 0 | 0 | 0 | 0 | 0 | 0
2014-05-31 04:00 | 4 | 1.64% | 0.28032 | 0.28032 | 17.0926 | 17.0926 | 0.0073529 | 0.017647 | 0.017647 | 0.017647 | 0.017647 | 0 | 0
2014-05-31 05:00 | 5 | 1.64% | 0.28032 | 0.28032 | 17.0926 | 17.0926 | 0.023529 | 0.056471 | 0.056471 | 0.056471 | 0.056471 | 0 | 0
2014-05-31 06:00 | 6 | 3.28% | 0.56064 | 0.56064 | 17.0926 | 17.0926 | 0.13431 | 0.32235 | 0.32235 | 0.32235 | 0.32235 | 0 | 0
2014-05-31 07:00 | 7 | 4.92% | 0.84096 | 0.84096 | 17.0926 | 17.0926 | 0.23971 | 0.57529 | 0.57529 | 0.57529 | 0.57529 | 0 | 0
2014-05-31 08:00 | 8 | 6.56% | 1.1213 | 1.1213 | 17.0926 | 17.0926 | 0.49167 | 1.18 | 1.18 | 1.1213 | 1.1213 | 0.058726 | 0.058726
2014-05-31 09:00 | 9 | 6.56% | 1.1213 | 1.1213 | 17.0926 | 17.0926 | 0.63676 | 1.5282 | 1.5282 | 1.1213 | 1.1213 | 0.40696 | 0.40696
2014-05-31 10:00 | 10 | 4.92% | 0.84096 | 0.84096 | 17.0926 | 17.0926 | 0.73775 | 1.7706 | 1.7706 | 0.84096 | 0.84096 | 0.92963 | 0.92963
2014-05-31 11:00 | 11 | 3.28% | 0.56064 | 0.56064 | 17.0926 | 17.0926 | 0.73627 | 1.7671 | 1.7671 | 0.56064 | 0.56064 | 1.2064 | 1.2064
2014-05-31 12:00 | 12 | 3.28% | 0.56064 | 0.56064 | 17.0926 | 17.0926 | 0.57059 | 1.3694 | 1.3694 | 0.56064 | 0.56064 | 0.80877 | 0.80877
2014-05-31 13:00 | 13 | 3.28% | 0.56064 | 0.56064 | 17.0926 | 17.0926 | 0.48676 | 1.1682 | 1.1682 | 0.56064 | 0.56064 | 0.6076 | 0.6076
2014-05-31 14:00 | 14 | 3.28% | 0.56064 | 0.56064 | 17.0926 | 17.0926 | 0.47941 | 1.1506 | 1.1506 | 0.56064 | 0.56064 | 0.58995 | 0.58995
2014-05-31 15:00 | 15 | 3.28% | 0.56064 | 0.56064 | 17.0926 | 17.0926 | 0.45049 | 1.0812 | 1.0812 | 0.56064 | 0.56064 | 0.52054 | 0.52054
2014-05-31 16:00 | 16 | 3.28% | 0.56064 | 0.56064 | 17.0926 | 17.0926 | 0.26127 | 0.62706 | 0.62706 | 0.56064 | 0.56064 | 0.066422 | 0.066422
2014-05-31 17:00 | 17 | 4.92% | 0.84096 | 0.84096 | 17.0926 | 17.0926 | 0.18775 | 0.45059 | 0.45059 | 0.45059 | 0.45059 | 0 | 0
2014-05-31 18:00 | 18 | 6.56% | 1.1213 | 1.1213 | 17.0926 | 17.0926 | 0.091176 | 0.21882 | 0.21882 | 0.21882 | 0.21882 | 0 | 0
2014-05-31 19:00 | 19 | 9.84% | 1.6819 | 1.6819 | 17.0926 | 17.0926 | 0.047059 | 0.11294 | 0.11294 | 0.11294 | 0.11294 | 0 | 0
2014-05-31 20:00 | 20 | 8.2% | 1.4016 | 1.4016 | 17.0926 | 17.0926 | 0.02402 | 0.057647 | 0.057647 | 0.057647 | 0.057647 | 0 | 0
2014-05-31 21:00 | 21 | 6.56% | 1.1213 | 1.1213 | 17.0926 | 17.0926 | 0.0068627 | 0.016471 | 0.016471 | 0.016471 | 0.016471 | 0 | 0
2014-05-31 22:00 | 22 | 4.92% | 0.84096 | 0.84096 | 17.0926 | 17.0926 | 0.00098039 | 0.0023529 | 0.0023529 | 0.0023529 | 0.0023529 | 0 | 0
2014-05-31 23:00 | 23 | 3.28% | 0.56064 | 0.56064 | 17.0926 | 17.0926 | 0 | 0 | 0 | 0 | 0 | 0 | 0
2014-06-01 | 24 | 1.64% | 0.28032 | 0.28032 | 17.0926 | 17.0926 | 0 | 0 | 0 | 0 | 0 | 0 | 0
2014-06-01 01:00 | 1 | 1.64% | 0.26552 | 0.26552 | 16.1905 | 16.1905 | 0 | 0 | 0 | 0 | 0 | 0 | 0
2014-06-01 02:00 | 2 | 1.64% | 0.26552 | 0.26552 | 16.1905 | 16.1905 | 0 | 0 | 0 | 0 | 0 | 0 | 0
2014-06-01 03:00 | 3 | 1.64% | 0.26552 | 0.26552 | 16.1905 | 16.1905 | 0 | 0 | 0 | 0 | 0 | 0 | 0
2014-06-01 04:00 | 4 | 1.64% | 0.26552 | 0.26552 | 16.1905 | 16.1905 | 0.0039216 | 0.0094118 | 0.0094118 | 0.0094118 | 0.0094118 | 0 | 0
2014-06-01 05:00 | 5 | 1.64% | 0.26552 | 0.26552 | 16.1905 | 16.1905 | 0.028922 | 0.069412 | 0.069412 | 0.069412 | 0.069412 | 0 | 0
2014-06-01 06:00 | 6 | 3.28% | 0.53105 | 0.53105 | 16.1905 | 16.1905 | 0.11078 | 0.26588 | 0.26588 | 0.26588 | 0.26588 | 0 | 0
2014-06-01 07:00 | 7 | 4.92% | 0.79657 | 0.79657 | 16.1905 | 16.1905 | 0.26716 | 0.64118 | 0.64118 | 0.64118 | 0.64118 | 0 | 0
2014-06-01 08:00 | 8 | 6.56% | 1.0621 | 1.0621 | 16.1905 | 16.1905 | 0.42647 | 1.0235 | 1.0235 | 1.0235 | 1.0235 | 0 | 0
2014-06-01 09:00 | 9 | 6.56% | 1.0621 | 1.0621 | 16.1905 | 16.1905 | 0.59755 | 1.4341 | 1.4341 | 1.0621 | 1.0621 | 0.37202 | 0.37202
2014-06-01 10:00 | 10 | 4.92% | 0.79657 | 0.79657 | 16.1905 | 16.1905 | 0.61912 | 1.4859 | 1.4859 | 0.79657 | 0.79657 | 0.68931 | 0.68931
2014-06-01 11:00 | 11 | 3.28% | 0.53105 | 0.53105 | 16.1905 | 16.1905 | 0.61176 | 1.4682 | 1.4682 | 0.53105 | 0.53105 | 0.93719 | 0.93719
2014-06-01 12:00 | 12 | 3.28% | 0.53105 | 0.53105 | 16.1905 | 16.1905 | 0.60049 | 1.4412 | 1.4412 | 0.53105 | 0.53105 | 0.91013 | 0.91013
2014-06-01 13:00 | 13 | 3.28% | 0.53105 | 0.53105 | 16.1905 | 16.1905 | 0.58235 | 1.3976 | 1.3976 | 0.53105 | 0.53105 | 0.8666 | 0.8666
2014-06-01 14:00 | 14 | 3.28% | 0.53105 | 0.53105 | 16.1905 | 16.1905 | 0.51618 | 1.2388 | 1.2388 | 0.53105 | 0.53105 | 0.70778 | 0.70778
2014-06-01 15:00 | 15 | 3.28% | 0.53105 | 0.53105 | 16.1905 | 16.1905 | 0.40294 | 0.96706 | 0.96706 | 0.53105 | 0.53105 | 0.43601 | 0.43601
2014-06-01 16:00 | 16 | 3.28% | 0.53105 | 0.53105 | 16.1905 | 16.1905 | 0.4 | 0.96 | 0.96 | 0.53105 | 0.53105 | 0.42895 | 0.42895
2014-06-01 17:00 | 17 | 4.92% | 0.79657 | 0.79657 | 16.1905 | 16.1905 | 0.21373 | 0.51294 | 0.51294 | 0.51294 | 0.51294 | 0 | 0
2014-06-01 18:00 | 18 | 6.56% | 1.0621 | 1.0621 | 16.1905 | 16.1905 | 0.1049 | 0.25176 | 0.25176 | 0.25176 | 0.25176 | 0 | 0
2014-06-01 19:00 | 19 | 9.84% | 1.5931 | 1.5931 | 16.1905 | 16.1905 | 0.059314 | 0.14235 | 0.14235 | 0.14235 | 0.14235 | 0 | 0
2014-06-01 20:00 | 20 | 8.2% | 1.3276 | 1.3276 | 16.1905 | 16.1905 | 0.02402 | 0.057647 | 0.057647 | 0.057647 | 0.057647 | 0 | 0
2014-06-01 21:00 | 21 | 6.56% | 1.0621 | 1.0621 | 16.1905 | 16.1905 | 0.0083333 | 0.02 | 0.02 | 0.02 | 0.02 | 0 | 0
2014-06-01 22:00 | 22 | 4.92% | 0.79657 | 0.79657 | 16.1905 | 16.1905 | 0.0014706 | 0.0035294 | 0.0035294 | 0.0035294 | 0.0035294 | 0 | 0
2014-06-01 23:00 | 23 | 3.28% | 0.53105 | 0.53105 | 16.1905 | 16.1905 | 0 | 0 | 0 | 0 | 0 | 0 | 0
2014-06-02 | 24 | 1.64% | 0.26552 | 0.26552 | 16.1905 | 16.1905 | 0 | 0 | 0 | 0 | 0 | 0 | 0
2014-06-02 01:00 | 1 | 1.64% | 0.26552 | 0.26552 | 16.1905 | 16.1905 | 0 | 0 | 0 | 0 | 0 | 0 | 0
2014-06-02 02:00 | 2 | 1.64% | 0.26552 | 0.26552 | 16.1905 | 16.1905 | 0 | 0 | 0 | 0 | 0 | 0 | 0
2014-06-02 03:00 | 3 | 1.64% | 0.26552 | 0.26552 | 16.1905 | 16.1905 | 0 | 0 | 0 | 0 | 0 | 0 | 0
2014-06-02 04:00 | 4 | 1.64% | 0.26552 | 0.26552 | 16.1905 | 16.1905 | 0.004902 | 0.011765 | 0.011765 | 0.011765 | 0.011765 | 0 | 0
2014-06-02 05:00 | 5 | 1.64% | 0.26552 | 0.26552 | 16.1905 | 16.1905 | 0.02549 | 0.061176 | 0.061176 | 0.061176 | 0.061176 | 0 | 0
2014-06-02 06:00 | 6 | 3.28% | 0.53105 | 0.53105 | 16.1905 | 16.1905 | 0.12353 | 0.29647 | 0.29647 | 0.29647 | 0.29647 | 0 | 0
2014-06-02 07:00 | 7 | 4.92% | 0.79657 | 0.79657 | 16.1905 | 16.1905 | 0.27108 | 0.65059 | 0.65059 | 0.65059 | 0.65059 | 0 | 0
2014-06-02 08:00 | 8 | 6.56% | 1.0621 | 1.0621 | 16.1905 | 16.1905 | 0.34951 | 0.83882 | 0.83882 | 0.83882 | 0.83882 | 0 | 0
2014-06-02 09:00 | 9 | 6.56% | 1.0621 | 1.0621 | 16.1905 | 16.1905 | 0.425 | 1.02 | 1.02 | 1.02 | 1.02 | 0 | 0
2014-06-02 10:00 | 10 | 4.92% | 0.79657 | 0.79657 | 16.1905 | 16.1905 | 0.56863 | 1.3647 | 1.3647 | 0.79657 | 0.79657 | 0.56813 | 0.56813
2014-06-02 11:00 | 11 | 3.28% | 0.53105 | 0.53105 | 16.1905 | 16.1905 | 0.51912 | 1.2459 | 1.2459 | 0.53105 | 0.53105 | 0.71483 | 0.71483
2014-06-02 12:00 | 12 | 3.28% | 0.53105 | 0.53105 | 16.1905 | 16.1905 | 0.51618 | 1.2388 | 1.2388 | 0.53105 | 0.53105 | 0.70778 | 0.70778
2014-06-02 13:00 | 13 | 3.28% | 0.53105 | 0.53105 | 16.1905 | 16.1905 | 0.51667 | 1.24 | 1.24 | 0.53105 | 0.53105 | 0.70895 | 0.70895
2014-06-02 14:00 | 14 | 3.28% | 0.53105 | 0.53105 | 16.1905 | 16.1905 | 0.44804 | 1.0753 | 1.0753 | 0.53105 | 0.53105 | 0.54425 | 0.54425
2014-06-02 15:00 | 15 | 3.28% | 0.53105 | 0.53105 | 16.1905 | 16.1905 | 0.42745 | 1.0259 | 1.0259 | 0.53105 | 0.53105 | 0.49483 | 0.49483
2014-06-02 16:00 | 16 | 3.28% | 0.53105 | 0.53105 | 16.1905 | 16.1905 | 0.27843 | 0.66824 | 0.66824 | 0.53105 | 0.53105 | 0.13719 | 0.13719
2014-06-02 17:00 | 17 | 4.92% | 0.79657 | 0.79657 | 16.1905 | 16.1905 | 0.17157 | 0.41176 | 0.41176 | 0.41176 | 0.41176 | 0 | 0
2014-06-02 18:00 | 18 | 6.56% | 1.0621 | 1.0621 | 16.1905 | 16.1905 | 0.07549 | 0.18118 | 0.18118 | 0.18118 | 0.18118 | 0 | 0
2014-06-02 19:00 | 19 | 9.84% | 1.5931 | 1.5931 | 16.1905 | 16.1905 | 0.04951 | 0.11882 | 0.11882 | 0.11882 | 0.11882 | 0 | 0
2014-06-02 20:00 | 20 | 8.2% | 1.3276 | 1.3276 | 16.1905 | 16.1905 | 0.028922 | 0.069412 | 0.069412 | 0.069412 | 0.069412 | 0 | 0
2014-06-02 21:00 | 21 | 6.56% | 1.0621 | 1.0621 | 16.1905 | 16.1905 | 0.0073529 | 0.017647 | 0.017647 | 0.017647 | 0.017647 | 0 | 0
2014-06-02 22:00 | 22 | 4.92% | 0.79657 | 0.79657 | 16.1905 | 16.1905 | 0.0004902 | 0.0011765 | 0.0011765 | 0.0011765 | 0.0011765 | 0 | 0
2014-06-02 23:00 | 23 | 3.28% | 0.53105 | 0.53105 | 16.1905 | 16.1905 | 0 | 0 | 0 | 0 | 0 | 0 | 0
2014-06-03 | 24 | 1.64% | 0.26552 | 0.26552 | 16.1905 | 16.1905 | 0 | 0 | 0 | 0 | 0 | 0 | 0
2014-06-03 01:00 | 1 | 1.64% | 0.26552 | 0.26552 | 16.1905 | 16.1905 | 0 | 0 | 0 | 0 | 0 | 0 | 0
2014-06-03 02:00 | 2 | 1.64% | 0.26552 | 0.26552 | 16.1905 | 16.1905 | 0 | 0 | 0 | 0 | 0 | 0 | 0
2014-06-03 03:00 | 3 | 1.64% | 0.26552 | 0.26552 | 16.1905 | 16.1905 | 0 | 0 | 0 | 0 | 0 | 0 | 0
2014-06-03 04:00 | 4 | 1.64% | 0.26552 | 0.26552 | 16.1905 | 16.1905 | 0.004902 | 0.011765 | 0.011765 | 0.011765 | 0.011765 | 0 | 0
2014-06-03 05:00 | 5 | 1.64% | 0.26552 | 0.26552 | 16.1905 | 16.1905 | 0.019608 | 0.047059 | 0.047059 | 0.047059 | 0.047059 | 0 | 0
2014-06-03 06:00 | 6 | 3.28% | 0.53105 | 0.53105 | 16.1905 | 16.1905 | 0.093137 | 0.22353 | 0.22353 | 0.22353 | 0.22353 | 0 | 0
2014-06-03 07:00 | 7 | 4.92% | 0.79657 | 0.79657 | 16.1905 | 16.1905 | 0.22745 | 0.54588 | 0.54588 | 0.54588 | 0.54588 | 0 | 0
2014-06-03 08:00 | 8 | 6.56% | 1.0621 | 1.0621 | 16.1905 | 16.1905 | 0.35 | 0.84 | 0.84 | 0.84 | 0.84 | 0 | 0
2014-06-03 09:00 | 9 | 6.56% | 1.0621 | 1.0621 | 16.1905 | 16.1905 | 0.45833 | 1.1 | 1.1 | 1.0621 | 1.0621 | 0.037905 | 0.037905
2014-06-03 10:00 | 10 | 4.92% | 0.79657 | 0.79657 | 16.1905 | 16.1905 | 0.54363 | 1.3047 | 1.3047 | 0.79657 | 0.79657 | 0.50813 | 0.50813
2014-06-03 11:00 | 11 | 3.28% | 0.53105 | 0.53105 | 16.1905 | 16.1905 | 0.57549 | 1.3812 | 1.3812 | 0.53105 | 0.53105 | 0.85013 | 0.85013
2014-06-03 12:00 | 12 | 3.28% | 0.53105 | 0.53105 | 16.1905 | 16.1905 | 0.53088 | 1.2741 | 1.2741 | 0.53105 | 0.53105 | 0.74307 | 0.74307
2014-06-03 13:00 | 13 | 3.28% | 0.53105 | 0.53105 | 16.1905 | 16.1905 | 0.47353 | 1.1365 | 1.1365 | 0.53105 | 0.53105 | 0.60542 | 0.60542
2014-06-03 14:00 | 14 | 3.28% | 0.53105 | 0.53105 | 16.1905 | 16.1905 | 0.45637 | 1.0953 | 1.0953 | 0.53105 | 0.53105 | 0.56425 | 0.56425
2014-06-03 15:00 | 15 | 3.28% | 0.53105 | 0.53105 | 16.1905 | 16.1905 | 0.38186 | 0.91647 | 0.91647 | 0.53105 | 0.53105 | 0.38542 | 0.38542
2014-06-03 16:00 | 16 | 3.28% | 0.53105 | 0.53105 | 16.1905 | 16.1905 | 0.26912 | 0.64588 | 0.64588 | 0.53105 | 0.53105 | 0.11483 | 0.11483
2014-06-03 17:00 | 17 | 4.92% | 0.79657 | 0.79657 | 16.1905 | 16.1905 | 0.16373 | 0.39294 | 0.39294 | 0.39294 | 0.39294 | 0 | 0
2014-06-03 18:00 | 18 | 6.56% | 1.0621 | 1.0621 | 16.1905 | 16.1905 | 0.090196 | 0.21647 | 0.21647 | 0.21647 | 0.21647 | 0 | 0
2014-06-03 19:00 | 19 | 9.84% | 1.5931 | 1.5931 | 16.1905 | 16.1905 | 0.063235 | 0.15176 | 0.15176 | 0.15176 | 0.15176 | 0 | 0
2014-06-03 20:00 | 20 | 8.2% | 1.3276 | 1.3276 | 16.1905 | 16.1905 | 0.038235 | 0.091765 | 0.091765 | 0.091765 | 0.091765 | 0 | 0
2014-06-03 21:00 | 21 | 6.56% | 1.0621 | 1.0621 | 16.1905 | 16.1905 | 0.0093137 | 0.022353 | 0.022353 | 0.022353 | 0.022353 | 0 | 0
2014-06-03 22:00 | 22 | 4.92% | 0.79657 | 0.79657 | 16.1905 | 16.1905 | 0.0014706 | 0.0035294 | 0.0035294 | 0.0035294 | 0.0035294 | 0 | 0
2014-06-03 23:00 | 23 | 3.28% | 0.53105 | 0.53105 | 16.1905 | 16.1905 | 0 | 0 | 0 | 0 | 0 | 0 | 0
2014-06-04 | 24 | 1.64% | 0.26552 | 0.26552 | 16.1905 | 16.1905 | 0 | 0 | 0 | 0 | 0 | 0 | 0
2014-06-04 01:00 | 1 | 1.64% | 0.26552 | 0.26552 | 16.1905 | 16.1905 | 0 | 0 | 0 | 0 | 0 | 0 | 0
2014-06-04 02:00 | 2 | 1.64% | 0.26552 | 0.26552 | 16.1905 | 16.1905 | 0 | 0 | 0 | 0 | 0 | 0 | 0
2014-06-04 03:00 | 3 | 1.64% | 0.26552 | 0.26552 | 16.1905 | 16.1905 | 0 | 0 | 0 | 0 | 0 | 0 | 0
2014-06-04 04:00 | 4 | 1.64% | 0.26552 | 0.26552 | 16.1905 | 16.1905 | 0.0039216 | 0.0094118 | 0.0094118 | 0.0094118 | 0.0094118 | 0 | 0
2014-06-04 05:00 | 5 | 1.64% | 0.26552 | 0.26552 | 16.1905 | 16.1905 | 0.025 | 0.06 | 0.06 | 0.06 | 0.06 | 0 | 0
2014-06-04 06:00 | 6 | 3.28% | 0.53105 | 0.53105 | 16.1905 | 16.1905 | 0.097059 | 0.23294 | 0.23294 | 0.23294 | 0.23294 | 0 | 0
2014-06-04 07:00 | 7 | 4.92% | 0.79657 | 0.79657 | 16.1905 | 16.1905 | 0.20294 | 0.48706 | 0.48706 | 0.48706 | 0.48706 | 0 | 0
2014-06-04 08:00 | 8 | 6.56% | 1.0621 | 1.0621 | 16.1905 | 16.1905 | 0.26765 | 0.64235 | 0.64235 | 0.64235 | 0.64235 | 0 | 0
2014-06-04 09:00 | 9 | 6.56% | 1.0621 | 1.0621 | 16.1905 | 16.1905 | 0.38431 | 0.92235 | 0.92235 | 0.92235 | 0.92235 | 0 | 0
2014-06-04 10:00 | 10 | 4.92% | 0.79657 | 0.79657 | 16.1905 | 16.1905 | 0.43088 | 1.0341 | 1.0341 | 0.79657 | 0.79657 | 0.23755 | 0.23755
2014-06-04 11:00 | 11 | 3.28% | 0.53105 | 0.53105 | 16.1905 | 16.1905 | 0.53039 | 1.2729 | 1.2729 | 0.53105 | 0.53105 | 0.74189 | 0.74189
2014-06-04 12:00 | 12 | 3.28% | 0.53105 | 0.53105 | 16.1905 | 16.1905 | 0.53922 | 1.2941 | 1.2941 | 0.53105 | 0.53105 | 0.76307 | 0.76307
2014-06-04 13:00 | 13 | 3.28% | 0.53105 | 0.53105 | 16.1905 | 16.1905 | 0.4201 | 1.0082 | 1.0082 | 0.53105 | 0.53105 | 0.47719 | 0.47719
2014-06-04 14:00 | 14 | 3.28% | 0.53105 | 0.53105 | 16.1905 | 16.1905 | 0.4799 | 1.1518 | 1.1518 | 0.53105 | 0.53105 | 0.62072 | 0.62072
2014-06-04 15:00 | 15 | 3.28% | 0.53105 | 0.53105 | 16.1905 | 16.1905 | 0.3701 | 0.88824 | 0.88824 | 0.53105 | 0.53105 | 0.35719 | 0.35719
2014-06-04 16:00 | 16 | 3.28% | 0.53105 | 0.53105 | 16.1905 | 16.1905 | 0.29608 | 0.71059 | 0.71059 | 0.53105 | 0.53105 | 0.17954 | 0.17954
2014-06-04 17:00 | 17 | 4.92% | 0.79657 | 0.79657 | 16.1905 | 16.1905 | 0.16961 | 0.40706 | 0.40706 | 0.40706 | 0.40706 | 0 | 0
2014-06-04 18:00 | 18 | 6.56% | 1.0621 | 1.0621 | 16.1905 | 16.1905 | 0.079902 | 0.19176 | 0.19176 | 0.19176 | 0.19176 | 0 | 0
2014-06-04 19:00 | 19 | 9.84% | 1.5931 | 1.5931 | 16.1905 | 16.1905 | 0.058333 | 0.14 | 0.14 | 0.14 | 0.14 | 0 | 0
2014-06-04 20:00 | 20 | 8.2% | 1.3276 | 1.3276 | 16.1905 | 16.1905 | 0.025 | 0.06 | 0.06 | 0.06 | 0.06 | 0 | 0
2014-06-04 21:00 | 21 | 6.56% | 1.0621 | 1.0621 | 16.1905 | 16.1905 | 0.0083333 | 0.02 | 0.02 | 0.02 | 0.02 | 0 | 0
2014-06-04 22:00 | 22 | 4.92% | 0.79657 | 0.79657 | 16.1905 | 16.1905 | 0.00098039 | 0.0023529 | 0.0023529 | 0.0023529 | 0.0023529 | 0 | 0
2014-06-04 23:00 | 23 | 3.28% | 0.53105 | 0.53105 | 16.1905 | 16.1905 | 0 | 0 | 0 | 0 | 0 | 0 | 0
2014-06-05 | 24 | 1.64% | 0.26552 | 0.26552 | 16.1905 | 16.1905 | 0 | 0 | 0 | 0 | 0 | 0 | 0
2014-06-05 01:00 | 1 | 1.64% | 0.26552 | 0.26552 | 16.1905 | 16.1905 | 0 | 0 | 0 | 0 | 0 | 0 | 0
2014-06-05 02:00 | 2 | 1.64% | 0.26552 | 0.26552 | 16.1905 | 16.1905 | 0 | 0 | 0 | 0 | 0 | 0 | 0
2014-06-05 03:00 | 3 | 1.64% | 0.26552 | 0.26552 | 16.1905 | 16.1905 | 0 | 0 | 0 | 0 | 0 | 0 | 0
2014-06-05 04:00 | 4 | 1.64% | 0.26552 | 0.26552 | 16.1905 | 16.1905 | 0.0063725 | 0.015294 | 0.015294 | 0.015294 | 0.015294 | 0 | 0
2014-06-05 05:00 | 5 | 1.64% | 0.26552 | 0.26552 | 16.1905 | 16.1905 | 0.032353 | 0.077647 | 0.077647 | 0.077647 | 0.077647 | 0 | 0
2014-06-05 06:00 | 6 | 3.28% | 0.53105 | 0.53105 | 16.1905 | 16.1905 | 0.12549 | 0.30118 | 0.30118 | 0.30118 | 0.30118 | 0 | 0
2014-06-05 07:00 | 7 | 4.92% | 0.79657 | 0.79657 | 16.1905 | 16.1905 | 0.29069 | 0.69765 | 0.69765 | 0.69765 | 0.69765 | 0 | 0
2014-06-05 08:00 | 8 | 6.56% | 1.0621 | 1.0621 | 16.1905 | 16.1905 | 0.49265 | 1.1824 | 1.1824 | 1.0621 | 1.0621 | 0.12026 | 0.12026
2014-06-05 09:00 | 9 | 6.56% | 1.0621 | 1.0621 | 16.1905 | 16.1905 | 0.53627 | 1.2871 | 1.2871 | 1.0621 | 1.0621 | 0.22496 | 0.22496
2014-06-05 10:00 | 10 | 4.92% | 0.79657 | 0.79657 | 16.1905 | 16.1905 | 0.55637 | 1.3353 | 1.3353 | 0.79657 | 0.79657 | 0.53872 | 0.53872
2014-06-05 11:00 | 11 | 3.28% | 0.53105 | 0.53105 | 16.1905 | 16.1905 | 0.46471 | 1.1153 | 1.1153 | 0.53105 | 0.53105 | 0.58425 | 0.58425
2014-06-05 12:00 | 12 | 3.28% | 0.53105 | 0.53105 | 16.1905 | 16.1905 | 0.41029 | 0.98471 | 0.98471 | 0.53105 | 0.53105 | 0.45366 | 0.45366
2014-06-05 13:00 | 13 | 3.28% | 0.53105 | 0.53105 | 16.1905 | 16.1905 | 0.36422 | 0.87412 | 0.87412 | 0.53105 | 0.53105 | 0.34307 | 0.34307
2014-06-05 14:00 | 14 | 3.28% | 0.53105 | 0.53105 | 16.1905 | 16.1905 | 0.43431 | 1.0424 | 1.0424 | 0.53105 | 0.53105 | 0.51131 | 0.51131
2014-06-05 15:00 | 15 | 3.28% | 0.53105 | 0.53105 | 16.1905 | 16.1905 | 0.3902 | 0.93647 | 0.93647 | 0.53105 | 0.53105 | 0.40542 | 0.40542
2014-06-05 16:00 | 16 | 3.28% | 0.53105 | 0.53105 | 16.1905 | 16.1905 | 0.30637 | 0.73529 | 0.73529 | 0.53105 | 0.53105 | 0.20425 | 0.20425
2014-06-05 17:00 | 17 | 4.92% | 0.79657 | 0.79657 | 16.1905 | 16.1905 | 0.16127 | 0.38706 | 0.38706 | 0.38706 | 0.38706 | 0 | 0
2014-06-05 18:00 | 18 | 6.56% | 1.0621 | 1.0621 | 16.1905 | 16.1905 | 0.07549 | 0.18118 | 0.18118 | 0.18118 | 0.18118 | 0 | 0
2014-06-05 19:00 | 19 | 9.84% | 1.5931 | 1.5931 | 16.1905 | 16.1905 | 0.041176 | 0.098824 | 0.098824 | 0.098824 | 0.098824 | 0 | 0
2014-06-05 20:00 | 20 | 8.2% | 1.3276 | 1.3276 | 16.1905 | 16.1905 | 0.02598 | 0.062353 | 0.062353 | 0.062353 | 0.062353 | 0 | 0
2014-06-05 21:00 | 21 | 6.56% | 1.0621 | 1.0621 | 16.1905 | 16.1905 | 0.0088235 | 0.021176 | 0.021176 | 0.021176 | 0.021176 | 0 | 0
2014-06-05 22:00 | 22 | 4.92% | 0.79657 | 0.79657 | 16.1905 | 16.1905 | 0.00098039 | 0.0023529 | 0.0023529 | 0.0023529 | 0.0023529 | 0 | 0
2014-06-05 23:00 | 23 | 3.28% | 0.53105 | 0.53105 | 16.1905 | 16.1905 | 0 | 0 | 0 | 0 | 0 | 0 | 0
2014-06-06 | 24 | 1.64% | 0.26552 | 0.26552 | 16.1905 | 16.1905 | 0 | 0 | 0 | 0 | 0 | 0 | 0
2014-06-06 01:00 | 1 | 1.64% | 0.26552 | 0.26552 | 16.1905 | 16.1905 | 0 | 0 | 0 | 0 | 0 | 0 | 0
2014-06-06 02:00 | 2 | 1.64% | 0.26552 | 0.26552 | 16.1905 | 16.1905 | 0 | 0 | 0 | 0 | 0 | 0 | 0
2014-06-06 03:00 | 3 | 1.64% | 0.26552 | 0.26552 | 16.1905 | 16.1905 | 0 | 0 | 0 | 0 | 0 | 0 | 0
2014-06-06 04:00 | 4 | 1.64% | 0.26552 | 0.26552 | 16.1905 | 16.1905 | 0.0044118 | 0.010588 | 0.010588 | 0.010588 | 0.010588 | 0 | 0
2014-06-06 05:00 | 5 | 1.64% | 0.26552 | 0.26552 | 16.1905 | 16.1905 | 0.022549 | 0.054118 | 0.054118 | 0.054118 | 0.054118 | 0 | 0
2014-06-06 06:00 | 6 | 3.28% | 0.53105 | 0.53105 | 16.1905 | 16.1905 | 0.090686 | 0.21765 | 0.21765 | 0.21765 | 0.21765 | 0 | 0
2014-06-06 07:00 | 7 | 4.92% | 0.79657 | 0.79657 | 16.1905 | 16.1905 | 0.23676 | 0.56824 | 0.56824 | 0.56824 | 0.56824 | 0 | 0
2014-06-06 08:00 | 8 | 6.56% | 1.0621 | 1.0621 | 16.1905 | 16.1905 | 0.3652 | 0.87647 | 0.87647 | 0.87647 | 0.87647 | 0 | 0
2014-06-06 09:00 | 9 | 6.56% | 1.0621 | 1.0621 | 16.1905 | 16.1905 | 0.43431 | 1.0424 | 1.0424 | 1.0424 | 1.0424 | 0 | 0
2014-06-06 10:00 | 10 | 4.92% | 0.79657 | 0.79657 | 16.1905 | 16.1905 | 0.56422 | 1.3541 | 1.3541 | 0.79657 | 0.79657 | 0.55755 | 0.55755
2014-06-06 11:00 | 11 | 3.28% | 0.53105 | 0.53105 | 16.1905 | 16.1905 | 0.63775 | 1.5306 | 1.5306 | 0.53105 | 0.53105 | 0.99954 | 0.99954
2014-06-06 12:00 | 12 | 3.28% | 0.53105 | 0.53105 | 16.1905 | 16.1905 | 0.60931 | 1.4624 | 1.4624 | 0.53105 | 0.53105 | 0.93131 | 0.93131
2014-06-06 13:00 | 13 | 3.28% | 0.53105 | 0.53105 | 16.1905 | 16.1905 | 0.63137 | 1.5153 | 1.5153 | 0.53105 | 0.53105 | 0.98425 | 0.98425
2014-06-06 14:00 | 14 | 3.28% | 0.53105 | 0.53105 | 16.1905 | 16.1905 | 0.59706 | 1.4329 | 1.4329 | 0.53105 | 0.53105 | 0.90189 | 0.90189
2014-06-06 15:00 | 15 | 3.28% | 0.53105 | 0.53105 | 16.1905 | 16.1905 | 0.53333 | 1.28 | 1.28 | 0.53105 | 0.53105 | 0.74895 | 0.74895
2014-06-06 16:00 | 16 | 3.28% | 0.53105 | 0.53105 | 16.1905 | 16.1905 | 0.36373 | 0.87294 | 0.87294 | 0.53105 | 0.53105 | 0.34189 | 0.34189
2014-06-06 17:00 | 17 | 4.92% | 0.79657 | 0.79657 | 16.1905 | 16.1905 | 0.18382 | 0.44118 | 0.44118 | 0.44118 | 0.44118 | 0 | 0
2014-06-06 18:00 | 18 | 6.56% | 1.0621 | 1.0621 | 16.1905 | 16.1905 | 0.076471 | 0.18353 | 0.18353 | 0.18353 | 0.18353 | 0 | 0
2014-06-06 19:00 | 19 | 9.84% | 1.5931 | 1.5931 | 16.1905 | 16.1905 | 0.044118 | 0.10588 | 0.10588 | 0.10588 | 0.10588 | 0 | 0
2014-06-06 20:00 | 20 | 8.2% | 1.3276 | 1.3276 | 16.1905 | 16.1905 | 0.02402 | 0.057647 | 0.057647 | 0.057647 | 0.057647 | 0 | 0
2014-06-06 21:00 | 21 | 6.56% | 1.0621 | 1.0621 | 16.1905 | 16.1905 | 0.0073529 | 0.017647 | 0.017647 | 0.017647 | 0.017647 | 0 | 0
2014-06-06 22:00 | 22 | 4.92% | 0.79657 | 0.79657 | 16.1905 | 16.1905 | 0.00098039 | 0.0023529 | 0.0023529 | 0.0023529 | 0.0023529 | 0 | 0
2014-06-06 23:00 | 23 | 3.28% | 0.53105 | 0.53105 | 16.1905 | 16.1905 | 0 | 0 | 0 | 0 | 0 | 0 | 0
2014-06-07 | 24 | 1.64% | 0.26552 | 0.26552 | 16.1905 | 16.1905 | 0 | 0 | 0 | 0 | 0 | 0 | 0
2014-06-07 01:00 | 1 | 1.64% | 0.26552 | 0.26552 | 16.1905 | 16.1905 | 0 | 0 | 0 | 0 | 0 | 0 | 0
2014-06-07 02:00 | 2 | 1.64% | 0.26552 | 0.26552 | 16.1905 | 16.1905 | 0 | 0 | 0 | 0 | 0 | 0 | 0
2014-06-07 03:00 | 3 | 1.64% | 0.26552 | 0.26552 | 16.1905 | 16.1905 | 0 | 0 | 0 | 0 | 0 | 0 | 0
2014-06-07 04:00 | 4 | 1.64% | 0.26552 | 0.26552 | 16.1905 | 16.1905 | 0.004902 | 0.011765 | 0.011765 | 0.011765 | 0.011765 | 0 | 0
2014-06-07 05:00 | 5 | 1.64% | 0.26552 | 0.26552 | 16.1905 | 16.1905 | 0.02549 | 0.061176 | 0.061176 | 0.061176 | 0.061176 | 0 | 0
2014-06-07 06:00 | 6 | 3.28% | 0.53105 | 0.53105 | 16.1905 | 16.1905 | 0.089216 | 0.21412 | 0.21412 | 0.21412 | 0.21412 | 0 | 0
2014-06-07 07:00 | 7 | 4.92% | 0.79657 | 0.79657 | 16.1905 | 16.1905 | 0.23137 | 0.55529 | 0.55529 | 0.55529 | 0.55529 | 0 | 0
2014-06-07 08:00 | 8 | 6.56% | 1.0621 | 1.0621 | 16.1905 | 16.1905 | 0.38235 | 0.91765 | 0.91765 | 0.91765 | 0.91765 | 0 | 0
2014-06-07 09:00 | 9 | 6.56% | 1.0621 | 1.0621 | 16.1905 | 16.1905 | 0.45784 | 1.0988 | 1.0988 | 1.0621 | 1.0621 | 0.036728 | 0.036728
2014-06-07 10:00 | 10 | 4.92% | 0.79657 | 0.79657 | 16.1905 | 16.1905 | 0.56961 | 1.3671 | 1.3671 | 0.79657 | 0.79657 | 0.57049 | 0.57049
2014-06-07 11:00 | 11 | 3.28% | 0.53105 | 0.53105 | 16.1905 | 16.1905 | 0.57745 | 1.3859 | 1.3859 | 0.53105 | 0.53105 | 0.85483 | 0.85483
2014-06-07 12:00 | 12 | 3.28% | 0.53105 | 0.53105 | 16.1905 | 16.1905 | 0.64657 | 1.5518 | 1.5518 | 0.53105 | 0.53105 | 1.0207 | 1.0207
2014-06-07 13:00 | 13 | 3.28% | 0.53105 | 0.53105 | 16.1905 | 16.1905 | 0.51765 | 1.2424 | 1.2424 | 0.53105 | 0.53105 | 0.71131 | 0.71131
2014-06-07 14:00 | 14 | 3.28% | 0.53105 | 0.53105 | 16.1905 | 16.1905 | 0.47353 | 1.1365 | 1.1365 | 0.53105 | 0.53105 | 0.60542 | 0.60542
2014-06-07 15:00 | 15 | 3.28% | 0.53105 | 0.53105 | 16.1905 | 16.1905 | 0.40343 | 0.96824 | 0.96824 | 0.53105 | 0.53105 | 0.43719 | 0.43719
2014-06-07 16:00 | 16 | 3.28% | 0.53105 | 0.53105 | 16.1905 | 16.1905 | 0.22745 | 0.54588 | 0.54588 | 0.53105 | 0.53105 | 0.014835 | 0.014835
2014-06-07 17:00 | 17 | 4.92% | 0.79657 | 0.79657 | 16.1905 | 16.1905 | 0.11373 | 0.27294 | 0.27294 | 0.27294 | 0.27294 | 0 | 0
2014-06-07 18:00 | 18 | 6.56% | 1.0621 | 1.0621 | 16.1905 | 16.1905 | 0.080392 | 0.19294 | 0.19294 | 0.19294 | 0.19294 | 0 | 0
2014-06-07 19:00 | 19 | 9.84% | 1.5931 | 1.5931 | 16.1905 | 16.1905 | 0.040196 | 0.096471 | 0.096471 | 0.096471 | 0.096471 | 0 | 0
2014-06-07 20:00 | 20 | 8.2% | 1.3276 | 1.3276 | 16.1905 | 16.1905 | 0.021078 | 0.050588 | 0.050588 | 0.050588 | 0.050588 | 0 | 0
2014-06-07 21:00 | 21 | 6.56% | 1.0621 | 1.0621 | 16.1905 | 16.1905 | 0.0078431 | 0.018824 | 0.018824 | 0.018824 | 0.018824 | 0 | 0
2014-06-07 22:00 | 22 | 4.92% | 0.79657 | 0.79657 | 16.1905 | 16.1905 | 0.0014706 | 0.0035294 | 0.0035294 | 0.0035294 | 0.0035294 | 0 | 0
2014-06-07 23:00 | 23 | 3.28% | 0.53105 | 0.53105 | 16.1905 | 16.1905 | 0 | 0 | 0 | 0 | 0 | 0 | 0
2014-06-08 | 24 | 1.64% | 0.26552 | 0.26552 | 16.1905 | 16.1905 | 0 | 0 | 0 | 0 | 0 | 0 | 0
2014-06-08 01:00 | 1 | 1.64% | 0.26552 | 0.26552 | 16.1905 | 16.1905 | 0 | 0 | 0 | 0 | 0 | 0 | 0
2014-06-08 02:00 | 2 | 1.64% | 0.26552 | 0.26552 | 16.1905 | 16.1905 | 0 | 0 | 0 | 0 | 0 | 0 | 0
2014-06-08 03:00 | 3 | 1.64% | 0.26552 | 0.26552 | 16.1905 | 16.1905 | 0 | 0 | 0 | 0 | 0 | 0 | 0
2014-06-08 04:00 | 4 | 1.64% | 0.26552 | 0.26552 | 16.1905 | 16.1905 | 0.0053922 | 0.012941 | 0.012941 | 0.012941 | 0.012941 | 0 | 0
2014-06-08 05:00 | 5 | 1.64% | 0.26552 | 0.26552 | 16.1905 | 16.1905 | 0.028431 | 0.068235 | 0.068235 | 0.068235 | 0.068235 | 0 | 0
2014-06-08 06:00 | 6 | 3.28% | 0.53105 | 0.53105 | 16.1905 | 16.1905 | 0.094608 | 0.22706 | 0.22706 | 0.22706 | 0.22706 | 0 | 0
2014-06-08 07:00 | 7 | 4.92% | 0.79657 | 0.79657 | 16.1905 | 16.1905 | 0.15392 | 0.36941 | 0.36941 | 0.36941 | 0.36941 | 0 | 0
2014-06-08 08:00 | 8 | 6.56% | 1.0621 | 1.0621 | 16.1905 | 16.1905 | 0.32059 | 0.76941 | 0.76941 | 0.76941 | 0.76941 | 0 | 0
2014-06-08 09:00 | 9 | 6.56% | 1.0621 | 1.0621 | 16.1905 | 16.1905 | 0.52304 | 1.2553 | 1.2553 | 1.0621 | 1.0621 | 0.1932 | 0.1932
2014-06-08 10:00 | 10 | 4.92% | 0.79657 | 0.79657 | 16.1905 | 16.1905 | 0.59951 | 1.4388 | 1.4388 | 0.79657 | 0.79657 | 0.64225 | 0.64225
2014-06-08 11:00 | 11 | 3.28% | 0.53105 | 0.53105 | 16.1905 | 16.1905 | 0.55588 | 1.3341 | 1.3341 | 0.53105 | 0.53105 | 0.80307 | 0.80307
2014-06-08 12:00 | 12 | 3.28% | 0.53105 | 0.53105 | 16.1905 | 16.1905 | 0.66667 | 1.6 | 1.6 | 0.53105 | 0.53105 | 1.069 | 1.069
2014-06-08 13:00 | 13 | 3.28% | 0.53105 | 0.53105 | 16.1905 | 16.1905 | 0.56176 | 1.3482 | 1.3482 | 0.53105 | 0.53105 | 0.81719 | 0.81719
2014-06-08 14:00 | 14 | 3.28% | 0.53105 | 0.53105 | 16.1905 | 16.1905 | 0.48725 | 1.1694 | 1.1694 | 0.53105 | 0.53105 | 0.63836 | 0.63836
2014-06-08 15:00 | 15 | 3.28% | 0.53105 | 0.53105 | 16.1905 | 16.1905 | 0.45392 | 1.0894 | 1.0894 | 0.53105 | 0.53105 | 0.55836 | 0.55836
2014-06-08 16:00 | 16 | 3.28% | 0.53105 | 0.53105 | 16.1905 | 16.1905 | 0.37549 | 0.90118 | 0.90118 | 0.53105 | 0.53105 | 0.37013 | 0.37013
2014-06-08 17:00 | 17 | 4.92% | 0.79657 | 0.79657 | 16.1905 | 16.1905 | 0.19853 | 0.47647 | 0.47647 | 0.47647 | 0.47647 | 0 | 0
2014-06-08 18:00 | 18 | 6.56% | 1.0621 | 1.0621 | 16.1905 | 16.1905 | 0.097549 | 0.23412 | 0.23412 | 0.23412 | 0.23412 | 0 | 0
2014-06-08 19:00 | 19 | 9.84% | 1.5931 | 1.5931 | 16.1905 | 16.1905 | 0.052941 | 0.12706 | 0.12706 | 0.12706 | 0.12706 | 0 | 0
2014-06-08 20:00 | 20 | 8.2% | 1.3276 | 1.3276 | 16.1905 | 16.1905 | 0.02402 | 0.057647 | 0.057647 | 0.057647 | 0.057647 | 0 | 0
2014-06-08 21:00 | 21 | 6.56% | 1.0621 | 1.0621 | 16.1905 | 16.1905 | 0.0083333 | 0.02 | 0.02 | 0.02 | 0.02 | 0 | 0
2014-06-08 22:00 | 22 | 4.92% | 0.79657 | 0.79657 | 16.1905 | 16.1905 | 0.00098039 | 0.0023529 | 0.0023529 | 0.0023529 | 0.0023529 | 0 | 0
2014-06-08 23:00 | 23 | 3.28% | 0.53105 | 0.53105 | 16.1905 | 16.1905 | 0 | 0 | 0 | 0 | 0 | 0 | 0
2014-06-09 | 24 | 1.64% | 0.26552 | 0.26552 | 16.1905 | 16.1905 | 0 | 0 | 0 | 0 | 0 | 0 | 0
2014-06-09 01:00 | 1 | 1.64% | 0.26552 | 0.26552 | 16.1905 | 16.1905 | 0 | 0 | 0 | 0 | 0 | 0 | 0
2014-06-09 02:00 | 2 | 1.64% | 0.26552 | 0.26552 | 16.1905 | 16.1905 | 0 | 0 | 0 | 0 | 0 | 0 | 0
2014-06-09 03:00 | 3 | 1.64% | 0.26552 | 0.26552 | 16.1905 | 16.1905 | 0 | 0 | 0 | 0 | 0 | 0 | 0
2014-06-09 04:00 | 4 | 1.64% | 0.26552 | 0.26552 | 16.1905 | 16.1905 | 0.0058824 | 0.014118 | 0.014118 | 0.014118 | 0.014118 | 0 | 0
2014-06-09 05:00 | 5 | 1.64% | 0.26552 | 0.26552 | 16.1905 | 16.1905 | 0.02598 | 0.062353 | 0.062353 | 0.062353 | 0.062353 | 0 | 0
2014-06-09 06:00 | 6 | 3.28% | 0.53105 | 0.53105 | 16.1905 | 16.1905 | 0.09951 | 0.23882 | 0.23882 | 0.23882 | 0.23882 | 0 | 0
2014-06-09 07:00 | 7 | 4.92% | 0.79657 | 0.79657 | 16.1905 | 16.1905 | 0.22892 | 0.54941 | 0.54941 | 0.54941 | 0.54941 | 0 | 0
2014-06-09 08:00 | 8 | 6.56% | 1.0621 | 1.0621 | 16.1905 | 16.1905 | 0.42647 | 1.0235 | 1.0235 | 1.0235 | 1.0235 | 0 | 0
2014-06-09 09:00 | 9 | 6.56% | 1.0621 | 1.0621 | 16.1905 | 16.1905 | 0.58137 | 1.3953 | 1.3953 | 1.0621 | 1.0621 | 0.3332 | 0.3332
2014-06-09 10:00 | 10 | 4.92% | 0.79657 | 0.79657 | 16.1905 | 16.1905 | 0.66961 | 1.6071 | 1.6071 | 0.79657 | 0.79657 | 0.81049 | 0.81049
2014-06-09 11:00 | 11 | 3.28% | 0.53105 | 0.53105 | 16.1905 | 16.1905 | 0.70441 | 1.6906 | 1.6906 | 0.53105 | 0.53105 | 1.1595 | 1.1595
2014-06-09 12:00 | 12 | 3.28% | 0.53105 | 0.53105 | 16.1905 | 16.1905 | 0.6549 | 1.5718 | 1.5718 | 0.53105 | 0.53105 | 1.0407 | 1.0407
2014-06-09 13:00 | 13 | 3.28% | 0.53105 | 0.53105 | 16.1905 | 16.1905 | 0.43922 | 1.0541 | 1.0541 | 0.53105 | 0.53105 | 0.52307 | 0.52307
2014-06-09 14:00 | 14 | 3.28% | 0.53105 | 0.53105 | 16.1905 | 16.1905 | 0.40147 | 0.96353 | 0.96353 | 0.53105 | 0.53105 | 0.43248 | 0.43248
2014-06-09 15:00 | 15 | 3.28% | 0.53105 | 0.53105 | 16.1905 | 16.1905 | 0.2951 | 0.70824 | 0.70824 | 0.53105 | 0.53105 | 0.17719 | 0.17719
2014-06-09 16:00 | 16 | 3.28% | 0.53105 | 0.53105 | 16.1905 | 16.1905 | 0.29804 | 0.71529 | 0.71529 | 0.53105 | 0.53105 | 0.18425 | 0.18425
2014-06-09 17:00 | 17 | 4.92% | 0.79657 | 0.79657 | 16.1905 | 16.1905 | 0.17059 | 0.40941 | 0.40941 | 0.40941 | 0.40941 | 0 | 0
2014-06-09 18:00 | 18 | 6.56% | 1.0621 | 1.0621 | 16.1905 | 16.1905 | 0.10098 | 0.24235 | 0.24235 | 0.24235 | 0.24235 | 0 | 0
2014-06-09 19:00 | 19 | 9.84% | 1.5931 | 1.5931 | 16.1905 | 16.1905 | 0.063725 | 0.15294 | 0.15294 | 0.15294 | 0.15294 | 0 | 0
2014-06-09 20:00 | 20 | 8.2% | 1.3276 | 1.3276 | 16.1905 | 16.1905 | 0.028431 | 0.068235 | 0.068235 | 0.068235 | 0.068235 | 0 | 0
2014-06-09 21:00 | 21 | 6.56% | 1.0621 | 1.0621 | 16.1905 | 16.1905 | 0.0088235 | 0.021176 | 0.021176 | 0.021176 | 0.021176 | 0 | 0
2014-06-09 22:00 | 22 | 4.92% | 0.79657 | 0.79657 | 16.1905 | 16.1905 | 0 | 0 | 0 | 0 | 0 | 0 | 0
2014-06-09 23:00 | 23 | 3.28% | 0.53105 | 0.53105 | 16.1905 | 16.1905 | 0 | 0 | 0 | 0 | 0 | 0 | 0
2014-06-10 | 24 | 1.64% | 0.26552 | 0.26552 | 16.1905 | 16.1905 | 0 | 0 | 0 | 0 | 0 | 0 | 0
2014-06-10 01:00 | 1 | 1.64% | 0.26552 | 0.26552 | 16.1905 | 16.1905 | 0 | 0 | 0 | 0 | 0 | 0 | 0
2014-06-10 02:00 | 2 | 1.64% | 0.26552 | 0.26552 | 16.1905 | 16.1905 | 0 | 0 | 0 | 0 | 0 | 0 | 0
2014-06-10 03:00 | 3 | 1.64% | 0.26552 | 0.26552 | 16.1905 | 16.1905 | 0 | 0 | 0 | 0 | 0 | 0 | 0
2014-06-10 04:00 | 4 | 1.64% | 0.26552 | 0.26552 | 16.1905 | 16.1905 | 0.0053922 | 0.012941 | 0.012941 | 0.012941 | 0.012941 | 0 | 0
2014-06-10 05:00 | 5 | 1.64% | 0.26552 | 0.26552 | 16.1905 | 16.1905 | 0.020098 | 0.048235 | 0.048235 | 0.048235 | 0.048235 | 0 | 0
2014-06-10 06:00 | 6 | 3.28% | 0.53105 | 0.53105 | 16.1905 | 16.1905 | 0.10343 | 0.24824 | 0.24824 | 0.24824 | 0.24824 | 0 | 0
2014-06-10 07:00 | 7 | 4.92% | 0.79657 | 0.79657 | 16.1905 | 16.1905 | 0.25196 | 0.60471 | 0.60471 | 0.60471 | 0.60471 | 0 | 0
2014-06-10 08:00 | 8 | 6.56% | 1.0621 | 1.0621 | 16.1905 | 16.1905 | 0.40147 | 0.96353 | 0.96353 | 0.96353 | 0.96353 | 0 | 0
2014-06-10 09:00 | 9 | 6.56% | 1.0621 | 1.0621 | 16.1905 | 16.1905 | 0.54069 | 1.2976 | 1.2976 | 1.0621 | 1.0621 | 0.23555 | 0.23555
2014-06-10 10:00 | 10 | 4.92% | 0.79657 | 0.79657 | 16.1905 | 16.1905 | 0.65392 | 1.5694 | 1.5694 | 0.79657 | 0.79657 | 0.77284 | 0.77284
2014-06-10 11:00 | 11 | 3.28% | 0.53105 | 0.53105 | 16.1905 | 16.1905 | 0.62353 | 1.4965 | 1.4965 | 0.53105 | 0.53105 | 0.96542 | 0.96542
2014-06-10 12:00 | 12 | 3.28% | 0.53105 | 0.53105 | 16.1905 | 16.1905 | 0.55588 | 1.3341 | 1.3341 | 0.53105 | 0.53105 | 0.80307 | 0.80307
2014-06-10 13:00 | 13 | 3.28% | 0.53105 | 0.53105 | 16.1905 | 16.1905 | 0.64461 | 1.5471 | 1.5471 | 0.53105 | 0.53105 | 1.016 | 1.016
2014-06-10 14:00 | 14 | 3.28% | 0.53105 | 0.53105 | 16.1905 | 16.1905 | 0.59412 | 1.4259 | 1.4259 | 0.53105 | 0.53105 | 0.89483 | 0.89483
2014-06-10 15:00 | 15 | 3.28% | 0.53105 | 0.53105 | 16.1905 | 16.1905 | 0.44706 | 1.0729 | 1.0729 | 0.53105 | 0.53105 | 0.54189 | 0.54189
2014-06-10 16:00 | 16 | 3.28% | 0.53105 | 0.53105 | 16.1905 | 16.1905 | 0.33775 | 0.81059 | 0.81059 | 0.53105 | 0.53105 | 0.27954 | 0.27954
2014-06-10 17:00 | 17 | 4.92% | 0.79657 | 0.79657 | 16.1905 | 16.1905 | 0.20931 | 0.50235 | 0.50235 | 0.50235 | 0.50235 | 0 | 0
2014-06-10 18:00 | 18 | 6.56% | 1.0621 | 1.0621 | 16.1905 | 16.1905 | 0.10735 | 0.25765 | 0.25765 | 0.25765 | 0.25765 | 0 | 0
2014-06-10 19:00 | 19 | 9.84% | 1.5931 | 1.5931 | 16.1905 | 16.1905 | 0.062255 | 0.14941 | 0.14941 | 0.14941 | 0.14941 | 0 | 0
2014-06-10 20:00 | 20 | 8.2% | 1.3276 | 1.3276 | 16.1905 | 16.1905 | 0.032353 | 0.077647 | 0.077647 | 0.077647 | 0.077647 | 0 | 0
2014-06-10 21:00 | 21 | 6.56% | 1.0621 | 1.0621 | 16.1905 | 16.1905 | 0.0098039 | 0.023529 | 0.023529 | 0.023529 | 0.023529 | 0 | 0
2014-06-10 22:00 | 22 | 4.92% | 0.79657 | 0.79657 | 16.1905 | 16.1905 | 0.00098039 | 0.0023529 | 0.0023529 | 0.0023529 | 0.0023529 | 0 | 0
2014-06-10 23:00 | 23 | 3.28% | 0.53105 | 0.53105 | 16.1905 | 16.1905 | 0 | 0 | 0 | 0 | 0 | 0 | 0
2014-06-11 | 24 | 1.64% | 0.26552 | 0.26552 | 16.1905 | 16.1905 | 0 | 0 | 0 | 0 | 0 | 0 | 0
2014-06-11 01:00 | 1 | 1.64% | 0.26552 | 0.26552 | 16.1905 | 16.1905 | 0 | 0 | 0 | 0 | 0 | 0 | 0
2014-06-11 02:00 | 2 | 1.64% | 0.26552 | 0.26552 | 16.1905 | 16.1905 | 0 | 0 | 0 | 0 | 0 | 0 | 0
2014-06-11 03:00 | 3 | 1.64% | 0.26552 | 0.26552 | 16.1905 | 16.1905 | 0 | 0 | 0 | 0 | 0 | 0 | 0
2014-06-11 04:00 | 4 | 1.64% | 0.26552 | 0.26552 | 16.1905 | 16.1905 | 0.0053922 | 0.012941 | 0.012941 | 0.012941 | 0.012941 | 0 | 0
2014-06-11 05:00 | 5 | 1.64% | 0.26552 | 0.26552 | 16.1905 | 16.1905 | 0.028922 | 0.069412 | 0.069412 | 0.069412 | 0.069412 | 0 | 0
2014-06-11 06:00 | 6 | 3.28% | 0.53105 | 0.53105 | 16.1905 | 16.1905 | 0.10245 | 0.24588 | 0.24588 | 0.24588 | 0.24588 | 0 | 0
2014-06-11 07:00 | 7 | 4.92% | 0.79657 | 0.79657 | 16.1905 | 16.1905 | 0.21961 | 0.52706 | 0.52706 | 0.52706 | 0.52706 | 0 | 0
2014-06-11 08:00 | 8 | 6.56% | 1.0621 | 1.0621 | 16.1905 | 16.1905 | 0.33284 | 0.79882 | 0.79882 | 0.79882 | 0.79882 | 0 | 0
2014-06-11 09:00 | 9 | 6.56% | 1.0621 | 1.0621 | 16.1905 | 16.1905 | 0.42157 | 1.0118 | 1.0118 | 1.0118 | 1.0118 | 0 | 0
2014-06-11 10:00 | 10 | 4.92% | 0.79657 | 0.79657 | 16.1905 | 16.1905 | 0.5549 | 1.3318 | 1.3318 | 0.79657 | 0.79657 | 0.53519 | 0.53519
2014-06-11 11:00 | 11 | 3.28% | 0.53105 | 0.53105 | 16.1905 | 16.1905 | 0.64412 | 1.5459 | 1.5459 | 0.53105 | 0.53105 | 1.0148 | 1.0148
2014-06-11 12:00 | 12 | 3.28% | 0.53105 | 0.53105 | 16.1905 | 16.1905 | 0.51618 | 1.2388 | 1.2388 | 0.53105 | 0.53105 | 0.70778 | 0.70778
2014-06-11 13:00 | 13 | 3.28% | 0.53105 | 0.53105 | 16.1905 | 16.1905 | 0.46324 | 1.1118 | 1.1118 | 0.53105 | 0.53105 | 0.58072 | 0.58072
2014-06-11 14:00 | 14 | 3.28% | 0.53105 | 0.53105 | 16.1905 | 16.1905 | 0.4348 | 1.0435 | 1.0435 | 0.53105 | 0.53105 | 0.51248 | 0.51248
2014-06-11 15:00 | 15 | 3.28% | 0.53105 | 0.53105 | 16.1905 | 16.1905 | 0.26667 | 0.64 | 0.64 | 0.53105 | 0.53105 | 0.10895 | 0.10895
2014-06-11 16:00 | 16 | 3.28% | 0.53105 | 0.53105 | 16.1905 | 16.1905 | 0.20098 | 0.48235 | 0.48235 | 0.48235 | 0.48235 | 0 | 0
2014-06-11 17:00 | 17 | 4.92% | 0.79657 | 0.79657 | 16.1905 | 16.1905 | 0.11667 | 0.28 | 0.28 | 0.28 | 0.28 | 0 | 0
2014-06-11 18:00 | 18 | 6.56% | 1.0621 | 1.0621 | 16.1905 | 16.1905 | 0.10637 | 0.25529 | 0.25529 | 0.25529 | 0.25529 | 0 | 0
2014-06-11 19:00 | 19 | 9.84% | 1.5931 | 1.5931 | 16.1905 | 16.1905 | 0.055392 | 0.13294 | 0.13294 | 0.13294 | 0.13294 | 0 | 0
2014-06-11 20:00 | 20 | 8.2% | 1.3276 | 1.3276 | 16.1905 | 16.1905 | 0.026471 | 0.063529 | 0.063529 | 0.063529 | 0.063529 | 0 | 0
2014-06-11 21:00 | 21 | 6.56% | 1.0621 | 1.0621 | 16.1905 | 16.1905 | 0.0058824 | 0.014118 | 0.014118 | 0.014118 | 0.014118 | 0 | 0
2014-06-11 22:00 | 22 | 4.92% | 0.79657 | 0.79657 | 16.1905 | 16.1905 | 0.00098039 | 0.0023529 | 0.0023529 | 0.0023529 | 0.0023529 | 0 | 0
2014-06-11 23:00 | 23 | 3.28% | 0.53105 | 0.53105 | 16.1905 | 16.1905 | 0 | 0 | 0 | 0 | 0 | 0 | 0
2014-06-12 | 24 | 1.64% | 0.26552 | 0.26552 | 16.1905 | 16.1905 | 0 | 0 | 0 | 0 | 0 | 0 | 0
2014-06-12 01:00 | 1 | 1.64% | 0.26552 | 0.26552 | 16.1905 | 16.1905 | 0 | 0 | 0 | 0 | 0 | 0 | 0
2014-06-12 02:00 | 2 | 1.64% | 0.26552 | 0.26552 | 16.1905 | 16.1905 | 0 | 0 | 0 | 0 | 0 | 0 | 0
2014-06-12 03:00 | 3 | 1.64% | 0.26552 | 0.26552 | 16.1905 | 16.1905 | 0 | 0 | 0 | 0 | 0 | 0 | 0
2014-06-12 04:00 | 4 | 1.64% | 0.26552 | 0.26552 | 16.1905 | 16.1905 | 0.0068627 | 0.016471 | 0.016471 | 0.016471 | 0.016471 | 0 | 0
2014-06-12 05:00 | 5 | 1.64% | 0.26552 | 0.26552 | 16.1905 | 16.1905 | 0.027451 | 0.065882 | 0.065882 | 0.065882 | 0.065882 | 0 | 0
2014-06-12 06:00 | 6 | 3.28% | 0.53105 | 0.53105 | 16.1905 | 16.1905 | 0.1152 | 0.27647 | 0.27647 | 0.27647 | 0.27647 | 0 | 0
2014-06-12 07:00 | 7 | 4.92% | 0.79657 | 0.79657 | 16.1905 | 16.1905 | 0.2549 | 0.61176 | 0.61176 | 0.61176 | 0.61176 | 0 | 0
2014-06-12 08:00 | 8 | 6.56% | 1.0621 | 1.0621 | 16.1905 | 16.1905 | 0.34363 | 0.82471 | 0.82471 | 0.82471 | 0.82471 | 0 | 0
2014-06-12 09:00 | 9 | 6.56% | 1.0621 | 1.0621 | 16.1905 | 16.1905 | 0.42451 | 1.0188 | 1.0188 | 1.0188 | 1.0188 | 0 | 0
2014-06-12 10:00 | 10 | 4.92% | 0.79657 | 0.79657 | 16.1905 | 16.1905 | 0.45098 | 1.0824 | 1.0824 | 0.79657 | 0.79657 | 0.28578 | 0.28578
2014-06-12 11:00 | 11 | 3.28% | 0.53105 | 0.53105 | 16.1905 | 16.1905 | 0.43431 | 1.0424 | 1.0424 | 0.53105 | 0.53105 | 0.51131 | 0.51131
2014-06-12 12:00 | 12 | 3.28% | 0.53105 | 0.53105 | 16.1905 | 16.1905 | 0.47941 | 1.1506 | 1.1506 | 0.53105 | 0.53105 | 0.61954 | 0.61954
2014-06-12 13:00 | 13 | 3.28% | 0.53105 | 0.53105 | 16.1905 | 16.1905 | 0.46127 | 1.1071 | 1.1071 | 0.53105 | 0.53105 | 0.57601 | 0.57601
2014-06-12 14:00 | 14 | 3.28% | 0.53105 | 0.53105 | 16.1905 | 16.1905 | 0.37402 | 0.89765 | 0.89765 | 0.53105 | 0.53105 | 0.3666 | 0.3666
2014-06-12 15:00 | 15 | 3.28% | 0.53105 | 0.53105 | 16.1905 | 16.1905 | 0.30735 | 0.73765 | 0.73765 | 0.53105 | 0.53105 | 0.2066 | 0.2066
2014-06-12 16:00 | 16 | 3.28% | 0.53105 | 0.53105 | 16.1905 | 16.1905 | 0.3549 | 0.85176 | 0.85176 | 0.53105 | 0.53105 | 0.32072 | 0.32072
2014-06-12 17:00 | 17 | 4.92% | 0.79657 | 0.79657 | 16.1905 | 16.1905 | 0.16716 | 0.40118 | 0.40118 | 0.40118 | 0.40118 | 0 | 0
2014-06-12 18:00 | 18 | 6.56% | 1.0621 | 1.0621 | 16.1905 | 16.1905 | 0.095588 | 0.22941 | 0.22941 | 0.22941 | 0.22941 | 0 | 0
2014-06-12 19:00 | 19 | 9.84% | 1.5931 | 1.5931 | 16.1905 | 16.1905 | 0.058333 | 0.14 | 0.14 | 0.14 | 0.14 | 0 | 0
2014-06-12 20:00 | 20 | 8.2% | 1.3276 | 1.3276 | 16.1905 | 16.1905 | 0.025 | 0.06 | 0.06 | 0.06 | 0.06 | 0 | 0
2014-06-12 21:00 | 21 | 6.56% | 1.0621 | 1.0621 | 16.1905 | 16.1905 | 0.0088235 | 0.021176 | 0.021176 | 0.021176 | 0.021176 | 0 | 0
2014-06-12 22:00 | 22 | 4.92% | 0.79657 | 0.79657 | 16.1905 | 16.1905 | 0.00098039 | 0.0023529 | 0.0023529 | 0.0023529 | 0.0023529 | 0 | 0
2014-06-12 23:00 | 23 | 3.28% | 0.53105 | 0.53105 | 16.1905 | 16.1905 | 0 | 0 | 0 | 0 | 0 | 0 | 0
2014-06-13 | 24 | 1.64% | 0.26552 | 0.26552 | 16.1905 | 16.1905 | 0 | 0 | 0 | 0 | 0 | 0 | 0
2014-06-13 01:00 | 1 | 1.64% | 0.26552 | 0.26552 | 16.1905 | 16.1905 | 0 | 0 | 0 | 0 | 0 | 0 | 0
2014-06-13 02:00 | 2 | 1.64% | 0.26552 | 0.26552 | 16.1905 | 16.1905 | 0 | 0 | 0 | 0 | 0 | 0 | 0
2014-06-13 03:00 | 3 | 1.64% | 0.26552 | 0.26552 | 16.1905 | 16.1905 | 0 | 0 | 0 | 0 | 0 | 0 | 0
2014-06-13 04:00 | 4 | 1.64% | 0.26552 | 0.26552 | 16.1905 | 16.1905 | 0.0073529 | 0.017647 | 0.017647 | 0.017647 | 0.017647 | 0 | 0
2014-06-13 05:00 | 5 | 1.64% | 0.26552 | 0.26552 | 16.1905 | 16.1905 | 0.028431 | 0.068235 | 0.068235 | 0.068235 | 0.068235 | 0 | 0
2014-06-13 06:00 | 6 | 3.28% | 0.53105 | 0.53105 | 16.1905 | 16.1905 | 0.1299 | 0.31176 | 0.31176 | 0.31176 | 0.31176 | 0 | 0
2014-06-13 07:00 | 7 | 4.92% | 0.79657 | 0.79657 | 16.1905 | 16.1905 | 0.26716 | 0.64118 | 0.64118 | 0.64118 | 0.64118 | 0 | 0
2014-06-13 08:00 | 8 | 6.56% | 1.0621 | 1.0621 | 16.1905 | 16.1905 | 0.40245 | 0.96588 | 0.96588 | 0.96588 | 0.96588 | 0 | 0
2014-06-13 09:00 | 9 | 6.56% | 1.0621 | 1.0621 | 16.1905 | 16.1905 | 0.49363 | 1.1847 | 1.1847 | 1.0621 | 1.0621 | 0.12261 | 0.12261
2014-06-13 10:00 | 10 | 4.92% | 0.79657 | 0.79657 | 16.1905 | 16.1905 | 0.48235 | 1.1576 | 1.1576 | 0.79657 | 0.79657 | 0.36108 | 0.36108
2014-06-13 11:00 | 11 | 3.28% | 0.53105 | 0.53105 | 16.1905 | 16.1905 | 0.5701 | 1.3682 | 1.3682 | 0.53105 | 0.53105 | 0.83719 | 0.83719
2014-06-13 12:00 | 12 | 3.28% | 0.53105 | 0.53105 | 16.1905 | 16.1905 | 0.56275 | 1.3506 | 1.3506 | 0.53105 | 0.53105 | 0.81954 | 0.81954
2014-06-13 13:00 | 13 | 3.28% | 0.53105 | 0.53105 | 16.1905 | 16.1905 | 0.56324 | 1.3518 | 1.3518 | 0.53105 | 0.53105 | 0.82072 | 0.82072
2014-06-13 14:00 | 14 | 3.28% | 0.53105 | 0.53105 | 16.1905 | 16.1905 | 0.50049 | 1.2012 | 1.2012 | 0.53105 | 0.53105 | 0.67013 | 0.67013
2014-06-13 15:00 | 15 | 3.28% | 0.53105 | 0.53105 | 16.1905 | 16.1905 | 0.45196 | 1.0847 | 1.0847 | 0.53105 | 0.53105 | 0.55366 | 0.55366
2014-06-13 16:00 | 16 | 3.28% | 0.53105 | 0.53105 | 16.1905 | 16.1905 | 0.30196 | 0.72471 | 0.72471 | 0.53105 | 0.53105 | 0.19366 | 0.19366
2014-06-13 17:00 | 17 | 4.92% | 0.79657 | 0.79657 | 16.1905 | 16.1905 | 0.14608 | 0.35059 | 0.35059 | 0.35059 | 0.35059 | 0 | 0
2014-06-13 18:00 | 18 | 6.56% | 1.0621 | 1.0621 | 16.1905 | 16.1905 | 0.064706 | 0.15529 | 0.15529 | 0.15529 | 0.15529 | 0 | 0
2014-06-13 19:00 | 19 | 9.84% | 1.5931 | 1.5931 | 16.1905 | 16.1905 | 0.038725 | 0.092941 | 0.092941 | 0.092941 | 0.092941 | 0 | 0
2014-06-13 20:00 | 20 | 8.2% | 1.3276 | 1.3276 | 16.1905 | 16.1905 | 0.028431 | 0.068235 | 0.068235 | 0.068235 | 0.068235 | 0 | 0
2014-06-13 21:00 | 21 | 6.56% | 1.0621 | 1.0621 | 16.1905 | 16.1905 | 0.012255 | 0.029412 | 0.029412 | 0.029412 | 0.029412 | 0 | 0
2014-06-13 22:00 | 22 | 4.92% | 0.79657 | 0.79657 | 16.1905 | 16.1905 | 0.00098039 | 0.0023529 | 0.0023529 | 0.0023529 | 0.0023529 | 0 | 0
2014-06-13 23:00 | 23 | 3.28% | 0.53105 | 0.53105 | 16.1905 | 16.1905 | 0 | 0 | 0 | 0 | 0 | 0 | 0
2014-06-14 | 24 | 1.64% | 0.26552 | 0.26552 | 16.1905 | 16.1905 | 0 | 0 | 0 | 0 | 0 | 0 | 0
2014-06-14 01:00 | 1 | 1.64% | 0.26552 | 0.26552 | 16.1905 | 16.1905 | 0 | 0 | 0 | 0 | 0 | 0 | 0
2014-06-14 02:00 | 2 | 1.64% | 0.26552 | 0.26552 | 16.1905 | 16.1905 | 0 | 0 | 0 | 0 | 0 | 0 | 0
2014-06-14 03:00 | 3 | 1.64% | 0.26552 | 0.26552 | 16.1905 | 16.1905 | 0 | 0 | 0 | 0 | 0 | 0 | 0
2014-06-14 04:00 | 4 | 1.64% | 0.26552 | 0.26552 | 16.1905 | 16.1905 | 0.0063725 | 0.015294 | 0.015294 | 0.015294 | 0.015294 | 0 | 0
2014-06-14 05:00 | 5 | 1.64% | 0.26552 | 0.26552 | 16.1905 | 16.1905 | 0.023529 | 0.056471 | 0.056471 | 0.056471 | 0.056471 | 0 | 0
2014-06-14 06:00 | 6 | 3.28% | 0.53105 | 0.53105 | 16.1905 | 16.1905 | 0.098529 | 0.23647 | 0.23647 | 0.23647 | 0.23647 | 0 | 0
2014-06-14 07:00 | 7 | 4.92% | 0.79657 | 0.79657 | 16.1905 | 16.1905 | 0.16569 | 0.39765 | 0.39765 | 0.39765 | 0.39765 | 0 | 0
2014-06-14 08:00 | 8 | 6.56% | 1.0621 | 1.0621 | 16.1905 | 16.1905 | 0.40588 | 0.97412 | 0.97412 | 0.97412 | 0.97412 | 0 | 0
2014-06-14 09:00 | 9 | 6.56% | 1.0621 | 1.0621 | 16.1905 | 16.1905 | 0.56275 | 1.3506 | 1.3506 | 1.0621 | 1.0621 | 0.28849 | 0.28849
2014-06-14 10:00 | 10 | 4.92% | 0.79657 | 0.79657 | 16.1905 | 16.1905 | 0.58725 | 1.4094 | 1.4094 | 0.79657 | 0.79657 | 0.61284 | 0.61284
2014-06-14 11:00 | 11 | 3.28% | 0.53105 | 0.53105 | 16.1905 | 16.1905 | 0.51127 | 1.2271 | 1.2271 | 0.53105 | 0.53105 | 0.69601 | 0.69601
2014-06-14 12:00 | 12 | 3.28% | 0.53105 | 0.53105 | 16.1905 | 16.1905 | 0.51716 | 1.2412 | 1.2412 | 0.53105 | 0.53105 | 0.71013 | 0.71013
2014-06-14 13:00 | 13 | 3.28% | 0.53105 | 0.53105 | 16.1905 | 16.1905 | 0.50392 | 1.2094 | 1.2094 | 0.53105 | 0.53105 | 0.67836 | 0.67836
2014-06-14 14:00 | 14 | 3.28% | 0.53105 | 0.53105 | 16.1905 | 16.1905 | 0.34265 | 0.82235 | 0.82235 | 0.53105 | 0.53105 | 0.29131 | 0.29131
2014-06-14 15:00 | 15 | 3.28% | 0.53105 | 0.53105 | 16.1905 | 16.1905 | 0.31716 | 0.76118 | 0.76118 | 0.53105 | 0.53105 | 0.23013 | 0.23013
2014-06-14 16:00 | 16 | 3.28% | 0.53105 | 0.53105 | 16.1905 | 16.1905 | 0.2299 | 0.55176 | 0.55176 | 0.53105 | 0.53105 | 0.020717 | 0.020717
2014-06-14 17:00 | 17 | 4.92% | 0.79657 | 0.79657 | 16.1905 | 16.1905 | 0.16029 | 0.38471 | 0.38471 | 0.38471 | 0.38471 | 0 | 0
2014-06-14 18:00 | 18 | 6.56% | 1.0621 | 1.0621 | 16.1905 | 16.1905 | 0.12451 | 0.29882 | 0.29882 | 0.29882 | 0.29882 | 0 | 0
2014-06-14 19:00 | 19 | 9.84% | 1.5931 | 1.5931 | 16.1905 | 16.1905 | 0.064216 | 0.15412 | 0.15412 | 0.15412 | 0.15412 | 0 | 0
2014-06-14 20:00 | 20 | 8.2% | 1.3276 | 1.3276 | 16.1905 | 16.1905 | 0.02598 | 0.062353 | 0.062353 | 0.062353 | 0.062353 | 0 | 0
2014-06-14 21:00 | 21 | 6.56% | 1.0621 | 1.0621 | 16.1905 | 16.1905 | 0.0088235 | 0.021176 | 0.021176 | 0.021176 | 0.021176 | 0 | 0
2014-06-14 22:00 | 22 | 4.92% | 0.79657 | 0.79657 | 16.1905 | 16.1905 | 0.0019608 | 0.0047059 | 0.0047059 | 0.0047059 | 0.0047059 | 0 | 0
2014-06-14 23:00 | 23 | 3.28% | 0.53105 | 0.53105 | 16.1905 | 16.1905 | 0 | 0 | 0 | 0 | 0 | 0 | 0
2014-06-15 | 24 | 1.64% | 0.26552 | 0.26552 | 16.1905 | 16.1905 | 0 | 0 | 0 | 0 | 0 | 0 | 0
2014-06-15 01:00 | 1 | 1.64% | 0.26552 | 0.26552 | 16.1905 | 16.1905 | 0 | 0 | 0 | 0 | 0 | 0 | 0
2014-06-15 02:00 | 2 | 1.64% | 0.26552 | 0.26552 | 16.1905 | 16.1905 | 0 | 0 | 0 | 0 | 0 | 0 | 0
2014-06-15 03:00 | 3 | 1.64% | 0.26552 | 0.26552 | 16.1905 | 16.1905 | 0 | 0 | 0 | 0 | 0 | 0 | 0
2014-06-15 04:00 | 4 | 1.64% | 0.26552 | 0.26552 | 16.1905 | 16.1905 | 0.0063725 | 0.015294 | 0.015294 | 0.015294 | 0.015294 | 0 | 0
2014-06-15 05:00 | 5 | 1.64% | 0.26552 | 0.26552 | 16.1905 | 16.1905 | 0.027451 | 0.065882 | 0.065882 | 0.065882 | 0.065882 | 0 | 0
2014-06-15 06:00 | 6 | 3.28% | 0.53105 | 0.53105 | 16.1905 | 16.1905 | 0.13725 | 0.32941 | 0.32941 | 0.32941 | 0.32941 | 0 | 0
2014-06-15 07:00 | 7 | 4.92% | 0.79657 | 0.79657 | 16.1905 | 16.1905 | 0.3152 | 0.75647 | 0.75647 | 0.75647 | 0.75647 | 0 | 0
2014-06-15 08:00 | 8 | 6.56% | 1.0621 | 1.0621 | 16.1905 | 16.1905 | 0.5299 | 1.2718 | 1.2718 | 1.0621 | 1.0621 | 0.20967 | 0.20967
2014-06-15 09:00 | 9 | 6.56% | 1.0621 | 1.0621 | 16.1905 | 16.1905 | 0.66324 | 1.5918 | 1.5918 | 1.0621 | 1.0621 | 0.52967 | 0.52967
2014-06-15 10:00 | 10 | 4.92% | 0.79657 | 0.79657 | 16.1905 | 16.1905 | 0.65588 | 1.5741 | 1.5741 | 0.79657 | 0.79657 | 0.77755 | 0.77755
2014-06-15 11:00 | 11 | 3.28% | 0.53105 | 0.53105 | 16.1905 | 16.1905 | 0.60931 | 1.4624 | 1.4624 | 0.53105 | 0.53105 | 0.93131 | 0.93131
2014-06-15 12:00 | 12 | 3.28% | 0.53105 | 0.53105 | 16.1905 | 16.1905 | 0.60245 | 1.4459 | 1.4459 | 0.53105 | 0.53105 | 0.91483 | 0.91483
2014-06-15 13:00 | 13 | 3.28% | 0.53105 | 0.53105 | 16.1905 | 16.1905 | 0.56176 | 1.3482 | 1.3482 | 0.53105 | 0.53105 | 0.81719 | 0.81719
2014-06-15 14:00 | 14 | 3.28% | 0.53105 | 0.53105 | 16.1905 | 16.1905 | 0.43529 | 1.0447 | 1.0447 | 0.53105 | 0.53105 | 0.51366 | 0.51366
2014-06-15 15:00 | 15 | 3.28% | 0.53105 | 0.53105 | 16.1905 | 16.1905 | 0.29216 | 0.70118 | 0.70118 | 0.53105 | 0.53105 | 0.17013 | 0.17013
2014-06-15 16:00 | 16 | 3.28% | 0.53105 | 0.53105 | 16.1905 | 16.1905 | 0.31863 | 0.76471 | 0.76471 | 0.53105 | 0.53105 | 0.23366 | 0.23366
2014-06-15 17:00 | 17 | 4.92% | 0.79657 | 0.79657 | 16.1905 | 16.1905 | 0.24216 | 0.58118 | 0.58118 | 0.58118 | 0.58118 | 0 | 0
2014-06-15 18:00 | 18 | 6.56% | 1.0621 | 1.0621 | 16.1905 | 16.1905 | 0.11127 | 0.26706 | 0.26706 | 0.26706 | 0.26706 | 0 | 0
2014-06-15 19:00 | 19 | 9.84% | 1.5931 | 1.5931 | 16.1905 | 16.1905 | 0.042157 | 0.10118 | 0.10118 | 0.10118 | 0.10118 | 0 | 0
2014-06-15 20:00 | 20 | 8.2% | 1.3276 | 1.3276 | 16.1905 | 16.1905 | 0.028431 | 0.068235 | 0.068235 | 0.068235 | 0.068235 | 0 | 0
2014-06-15 21:00 | 21 | 6.56% | 1.0621 | 1.0621 | 16.1905 | 16.1905 | 0.010784 | 0.025882 | 0.025882 | 0.025882 | 0.025882 | 0 | 0
2014-06-15 22:00 | 22 | 4.92% | 0.79657 | 0.79657 | 16.1905 | 16.1905 | 0.0019608 | 0.0047059 | 0.0047059 | 0.0047059 | 0.0047059 | 0 | 0
2014-06-15 23:00 | 23 | 3.28% | 0.53105 | 0.53105 | 16.1905 | 16.1905 | 0 | 0 | 0 | 0 | 0 | 0 | 0
2014-06-16 | 24 | 1.64% | 0.26552 | 0.26552 | 16.1905 | 16.1905 | 0 | 0 | 0 | 0 | 0 | 0 | 0
2014-06-16 01:00 | 1 | 1.64% | 0.26552 | 0.26552 | 16.1905 | 16.1905 | 0 | 0 | 0 | 0 | 0 | 0 | 0
2014-06-16 02:00 | 2 | 1.64% | 0.26552 | 0.26552 | 16.1905 | 16.1905 | 0 | 0 | 0 | 0 | 0 | 0 | 0
2014-06-16 03:00 | 3 | 1.64% | 0.26552 | 0.26552 | 16.1905 | 16.1905 | 0.0004902 | 0.0011765 | 0.0011765 | 0.0011765 | 0.0011765 | 0 | 0
2014-06-16 04:00 | 4 | 1.64% | 0.26552 | 0.26552 | 16.1905 | 16.1905 | 0.0068627 | 0.016471 | 0.016471 | 0.016471 | 0.016471 | 0 | 0
2014-06-16 05:00 | 5 | 1.64% | 0.26552 | 0.26552 | 16.1905 | 16.1905 | 0.032353 | 0.077647 | 0.077647 | 0.077647 | 0.077647 | 0 | 0
2014-06-16 06:00 | 6 | 3.28% | 0.53105 | 0.53105 | 16.1905 | 16.1905 | 0.064216 | 0.15412 | 0.15412 | 0.15412 | 0.15412 | 0 | 0
2014-06-16 07:00 | 7 | 4.92% | 0.79657 | 0.79657 | 16.1905 | 16.1905 | 0.12647 | 0.30353 | 0.30353 | 0.30353 | 0.30353 | 0 | 0
2014-06-16 08:00 | 8 | 6.56% | 1.0621 | 1.0621 | 16.1905 | 16.1905 | 0.21814 | 0.52353 | 0.52353 | 0.52353 | 0.52353 | 0 | 0
2014-06-16 09:00 | 9 | 6.56% | 1.0621 | 1.0621 | 16.1905 | 16.1905 | 0.23775 | 0.57059 | 0.57059 | 0.57059 | 0.57059 | 0 | 0
2014-06-16 10:00 | 10 | 4.92% | 0.79657 | 0.79657 | 16.1905 | 16.1905 | 0.33971 | 0.81529 | 0.81529 | 0.79657 | 0.79657 | 0.018723 | 0.018723
2014-06-16 11:00 | 11 | 3.28% | 0.53105 | 0.53105 | 16.1905 | 16.1905 | 0.4201 | 1.0082 | 1.0082 | 0.53105 | 0.53105 | 0.47719 | 0.47719
2014-06-16 12:00 | 12 | 3.28% | 0.53105 | 0.53105 | 16.1905 | 16.1905 | 0.39314 | 0.94353 | 0.94353 | 0.53105 | 0.53105 | 0.41248 | 0.41248
2014-06-16 13:00 | 13 | 3.28% | 0.53105 | 0.53105 | 16.1905 | 16.1905 | 0.41029 | 0.98471 | 0.98471 | 0.53105 | 0.53105 | 0.45366 | 0.45366
2014-06-16 14:00 | 14 | 3.28% | 0.53105 | 0.53105 | 16.1905 | 16.1905 | 0.36373 | 0.87294 | 0.87294 | 0.53105 | 0.53105 | 0.34189 | 0.34189
2014-06-16 15:00 | 15 | 3.28% | 0.53105 | 0.53105 | 16.1905 | 16.1905 | 0.40049 | 0.96118 | 0.96118 | 0.53105 | 0.53105 | 0.43013 | 0.43013
2014-06-16 16:00 | 16 | 3.28% | 0.53105 | 0.53105 | 16.1905 | 16.1905 | 0.27353 | 0.65647 | 0.65647 | 0.53105 | 0.53105 | 0.12542 | 0.12542
2014-06-16 17:00 | 17 | 4.92% | 0.79657 | 0.79657 | 16.1905 | 16.1905 | 0.18725 | 0.44941 | 0.44941 | 0.44941 | 0.44941 | 0 | 0
2014-06-16 18:00 | 18 | 6.56% | 1.0621 | 1.0621 | 16.1905 | 16.1905 | 0.11324 | 0.27176 | 0.27176 | 0.27176 | 0.27176 | 0 | 0
2014-06-16 19:00 | 19 | 9.84% | 1.5931 | 1.5931 | 16.1905 | 16.1905 | 0.072549 | 0.17412 | 0.17412 | 0.17412 | 0.17412 | 0 | 0
2014-06-16 20:00 | 20 | 8.2% | 1.3276 | 1.3276 | 16.1905 | 16.1905 | 0.037255 | 0.089412 | 0.089412 | 0.089412 | 0.089412 | 0 | 0
2014-06-16 21:00 | 21 | 6.56% | 1.0621 | 1.0621 | 16.1905 | 16.1905 | 0.011275 | 0.027059 | 0.027059 | 0.027059 | 0.027059 | 0 | 0
2014-06-16 22:00 | 22 | 4.92% | 0.79657 | 0.79657 | 16.1905 | 16.1905 | 0.0014706 | 0.0035294 | 0.0035294 | 0.0035294 | 0.0035294 | 0 | 0
2014-06-16 23:00 | 23 | 3.28% | 0.53105 | 0.53105 | 16.1905 | 16.1905 | 0 | 0 | 0 | 0 | 0 | 0 | 0
2014-06-17 | 24 | 1.64% | 0.26552 | 0.26552 | 16.1905 | 16.1905 | 0 | 0 | 0 | 0 | 0 | 0 | 0
2014-06-17 01:00 | 1 | 1.64% | 0.26552 | 0.26552 | 16.1905 | 16.1905 | 0 | 0 | 0 | 0 | 0 | 0 | 0
2014-06-17 02:00 | 2 | 1.64% | 0.26552 | 0.26552 | 16.1905 | 16.1905 | 0 | 0 | 0 | 0 | 0 | 0 | 0
2014-06-17 03:00 | 3 | 1.64% | 0.26552 | 0.26552 | 16.1905 | 16.1905 | 0 | 0 | 0 | 0 | 0 | 0 | 0
2014-06-17 04:00 | 4 | 1.64% | 0.26552 | 0.26552 | 16.1905 | 16.1905 | 0.0053922 | 0.012941 | 0.012941 | 0.012941 | 0.012941 | 0 | 0
2014-06-17 05:00 | 5 | 1.64% | 0.26552 | 0.26552 | 16.1905 | 16.1905 | 0.02402 | 0.057647 | 0.057647 | 0.057647 | 0.057647 | 0 | 0
2014-06-17 06:00 | 6 | 3.28% | 0.53105 | 0.53105 | 16.1905 | 16.1905 | 0.094118 | 0.22588 | 0.22588 | 0.22588 | 0.22588 | 0 | 0
2014-06-17 07:00 | 7 | 4.92% | 0.79657 | 0.79657 | 16.1905 | 16.1905 | 0.22843 | 0.54824 | 0.54824 | 0.54824 | 0.54824 | 0 | 0
2014-06-17 08:00 | 8 | 6.56% | 1.0621 | 1.0621 | 16.1905 | 16.1905 | 0.3848 | 0.92353 | 0.92353 | 0.92353 | 0.92353 | 0 | 0
2014-06-17 09:00 | 9 | 6.56% | 1.0621 | 1.0621 | 16.1905 | 16.1905 | 0.50049 | 1.2012 | 1.2012 | 1.0621 | 1.0621 | 0.13908 | 0.13908
2014-06-17 10:00 | 10 | 4.92% | 0.79657 | 0.79657 | 16.1905 | 16.1905 | 0.53725 | 1.2894 | 1.2894 | 0.79657 | 0.79657 | 0.49284 | 0.49284
2014-06-17 11:00 | 11 | 3.28% | 0.53105 | 0.53105 | 16.1905 | 16.1905 | 0.55098 | 1.3224 | 1.3224 | 0.53105 | 0.53105 | 0.79131 | 0.79131
2014-06-17 12:00 | 12 | 3.28% | 0.53105 | 0.53105 | 16.1905 | 16.1905 | 0.58333 | 1.4 | 1.4 | 0.53105 | 0.53105 | 0.86895 | 0.86895
2014-06-17 13:00 | 13 | 3.28% | 0.53105 | 0.53105 | 16.1905 | 16.1905 | 0.57255 | 1.3741 | 1.3741 | 0.53105 | 0.53105 | 0.84307 | 0.84307
2014-06-17 14:00 | 14 | 3.28% | 0.53105 | 0.53105 | 16.1905 | 16.1905 | 0.49461 | 1.1871 | 1.1871 | 0.53105 | 0.53105 | 0.65601 | 0.65601
2014-06-17 15:00 | 15 | 3.28% | 0.53105 | 0.53105 | 16.1905 | 16.1905 | 0.54657 | 1.3118 | 1.3118 | 0.53105 | 0.53105 | 0.78072 | 0.78072
2014-06-17 16:00 | 16 | 3.28% | 0.53105 | 0.53105 | 16.1905 | 16.1905 | 0.35882 | 0.86118 | 0.86118 | 0.53105 | 0.53105 | 0.33013 | 0.33013
2014-06-17 17:00 | 17 | 4.92% | 0.79657 | 0.79657 | 16.1905 | 16.1905 | 0.19608 | 0.47059 | 0.47059 | 0.47059 | 0.47059 | 0 | 0
2014-06-17 18:00 | 18 | 6.56% | 1.0621 | 1.0621 | 16.1905 | 16.1905 | 0.098039 | 0.23529 | 0.23529 | 0.23529 | 0.23529 | 0 | 0
2014-06-17 19:00 | 19 | 9.84% | 1.5931 | 1.5931 | 16.1905 | 16.1905 | 0.068137 | 0.16353 | 0.16353 | 0.16353 | 0.16353 | 0 | 0
2014-06-17 20:00 | 20 | 8.2% | 1.3276 | 1.3276 | 16.1905 | 16.1905 | 0.035784 | 0.085882 | 0.085882 | 0.085882 | 0.085882 | 0 | 0
2014-06-17 21:00 | 21 | 6.56% | 1.0621 | 1.0621 | 16.1905 | 16.1905 | 0.011275 | 0.027059 | 0.027059 | 0.027059 | 0.027059 | 0 | 0
2014-06-17 22:00 | 22 | 4.92% | 0.79657 | 0.79657 | 16.1905 | 16.1905 | 0.0019608 | 0.0047059 | 0.0047059 | 0.0047059 | 0.0047059 | 0 | 0
2014-06-17 23:00 | 23 | 3.28% | 0.53105 | 0.53105 | 16.1905 | 16.1905 | 0 | 0 | 0 | 0 | 0 | 0 | 0
2014-06-18 | 24 | 1.64% | 0.26552 | 0.26552 | 16.1905 | 16.1905 | 0 | 0 | 0 | 0 | 0 | 0 | 0
2014-06-18 01:00 | 1 | 1.64% | 0.26552 | 0.26552 | 16.1905 | 16.1905 | 0 | 0 | 0 | 0 | 0 | 0 | 0
2014-06-18 02:00 | 2 | 1.64% | 0.26552 | 0.26552 | 16.1905 | 16.1905 | 0 | 0 | 0 | 0 | 0 | 0 | 0
2014-06-18 03:00 | 3 | 1.64% | 0.26552 | 0.26552 | 16.1905 | 16.1905 | 0 | 0 | 0 | 0 | 0 | 0 | 0
2014-06-18 04:00 | 4 | 1.64% | 0.26552 | 0.26552 | 16.1905 | 16.1905 | 0.0044118 | 0.010588 | 0.010588 | 0.010588 | 0.010588 | 0 | 0
2014-06-18 05:00 | 5 | 1.64% | 0.26552 | 0.26552 | 16.1905 | 16.1905 | 0.022549 | 0.054118 | 0.054118 | 0.054118 | 0.054118 | 0 | 0
2014-06-18 06:00 | 6 | 3.28% | 0.53105 | 0.53105 | 16.1905 | 16.1905 | 0.077941 | 0.18706 | 0.18706 | 0.18706 | 0.18706 | 0 | 0
2014-06-18 07:00 | 7 | 4.92% | 0.79657 | 0.79657 | 16.1905 | 16.1905 | 0.17696 | 0.42471 | 0.42471 | 0.42471 | 0.42471 | 0 | 0
2014-06-18 08:00 | 8 | 6.56% | 1.0621 | 1.0621 | 16.1905 | 16.1905 | 0.22304 | 0.53529 | 0.53529 | 0.53529 | 0.53529 | 0 | 0
2014-06-18 09:00 | 9 | 6.56% | 1.0621 | 1.0621 | 16.1905 | 16.1905 | 0.36471 | 0.87529 | 0.87529 | 0.87529 | 0.87529 | 0 | 0
2014-06-18 10:00 | 10 | 4.92% | 0.79657 | 0.79657 | 16.1905 | 16.1905 | 0.45294 | 1.0871 | 1.0871 | 0.79657 | 0.79657 | 0.29049 | 0.29049
2014-06-18 11:00 | 11 | 3.28% | 0.53105 | 0.53105 | 16.1905 | 16.1905 | 0.48775 | 1.1706 | 1.1706 | 0.53105 | 0.53105 | 0.63954 | 0.63954
2014-06-18 12:00 | 12 | 3.28% | 0.53105 | 0.53105 | 16.1905 | 16.1905 | 0.42108 | 1.0106 | 1.0106 | 0.53105 | 0.53105 | 0.47954 | 0.47954
2014-06-18 13:00 | 13 | 3.28% | 0.53105 | 0.53105 | 16.1905 | 16.1905 | 0.3299 | 0.79176 | 0.79176 | 0.53105 | 0.53105 | 0.26072 | 0.26072
2014-06-18 14:00 | 14 | 3.28% | 0.53105 | 0.53105 | 16.1905 | 16.1905 | 0.34853 | 0.83647 | 0.83647 | 0.53105 | 0.53105 | 0.30542 | 0.30542
2014-06-18 15:00 | 15 | 3.28% | 0.53105 | 0.53105 | 16.1905 | 16.1905 | 0.30392 | 0.72941 | 0.72941 | 0.53105 | 0.53105 | 0.19836 | 0.19836
2014-06-18 16:00 | 16 | 3.28% | 0.53105 | 0.53105 | 16.1905 | 16.1905 | 0.31029 | 0.74471 | 0.74471 | 0.53105 | 0.53105 | 0.21366 | 0.21366
2014-06-18 17:00 | 17 | 4.92% | 0.79657 | 0.79657 | 16.1905 | 16.1905 | 0.18431 | 0.44235 | 0.44235 | 0.44235 | 0.44235 | 0 | 0
2014-06-18 18:00 | 18 | 6.56% | 1.0621 | 1.0621 | 16.1905 | 16.1905 | 0.10294 | 0.24706 | 0.24706 | 0.24706 | 0.24706 | 0 | 0
2014-06-18 19:00 | 19 | 9.84% | 1.5931 | 1.5931 | 16.1905 | 16.1905 | 0.052451 | 0.12588 | 0.12588 | 0.12588 | 0.12588 | 0 | 0
2014-06-18 20:00 | 20 | 8.2% | 1.3276 | 1.3276 | 16.1905 | 16.1905 | 0.026961 | 0.064706 | 0.064706 | 0.064706 | 0.064706 | 0 | 0
2014-06-18 21:00 | 21 | 6.56% | 1.0621 | 1.0621 | 16.1905 | 16.1905 | 0.0073529 | 0.017647 | 0.017647 | 0.017647 | 0.017647 | 0 | 0
2014-06-18 22:00 | 22 | 4.92% | 0.79657 | 0.79657 | 16.1905 | 16.1905 | 0 | 0 | 0 | 0 | 0 | 0 | 0
2014-06-18 23:00 | 23 | 3.28% | 0.53105 | 0.53105 | 16.1905 | 16.1905 | 0 | 0 | 0 | 0 | 0 | 0 | 0
2014-06-19 | 24 | 1.64% | 0.26552 | 0.26552 | 16.1905 | 16.1905 | 0 | 0 | 0 | 0 | 0 | 0 | 0
2014-06-19 01:00 | 1 | 1.64% | 0.26552 | 0.26552 | 16.1905 | 16.1905 | 0 | 0 | 0 | 0 | 0 | 0 | 0
2014-06-19 02:00 | 2 | 1.64% | 0.26552 | 0.26552 | 16.1905 | 16.1905 | 0 | 0 | 0 | 0 | 0 | 0 | 0
2014-06-19 03:00 | 3 | 1.64% | 0.26552 | 0.26552 | 16.1905 | 16.1905 | 0 | 0 | 0 | 0 | 0 | 0 | 0
2014-06-19 04:00 | 4 | 1.64% | 0.26552 | 0.26552 | 16.1905 | 16.1905 | 0.0068627 | 0.016471 | 0.016471 | 0.016471 | 0.016471 | 0 | 0
2014-06-19 05:00 | 5 | 1.64% | 0.26552 | 0.26552 | 16.1905 | 16.1905 | 0.027941 | 0.067059 | 0.067059 | 0.067059 | 0.067059 | 0 | 0
2014-06-19 06:00 | 6 | 3.28% | 0.53105 | 0.53105 | 16.1905 | 16.1905 | 0.1152 | 0.27647 | 0.27647 | 0.27647 | 0.27647 | 0 | 0
2014-06-19 07:00 | 7 | 4.92% | 0.79657 | 0.79657 | 16.1905 | 16.1905 | 0.24706 | 0.59294 | 0.59294 | 0.59294 | 0.59294 | 0 | 0
2014-06-19 08:00 | 8 | 6.56% | 1.0621 | 1.0621 | 16.1905 | 16.1905 | 0.33725 | 0.80941 | 0.80941 | 0.80941 | 0.80941 | 0 | 0
2014-06-19 09:00 | 9 | 6.56% | 1.0621 | 1.0621 | 16.1905 | 16.1905 | 0.53333 | 1.28 | 1.28 | 1.0621 | 1.0621 | 0.2179 | 0.2179
2014-06-19 10:00 | 10 | 4.92% | 0.79657 | 0.79657 | 16.1905 | 16.1905 | 0.61029 | 1.4647 | 1.4647 | 0.79657 | 0.79657 | 0.66813 | 0.66813
2014-06-19 11:00 | 11 | 3.28% | 0.53105 | 0.53105 | 16.1905 | 16.1905 | 0.65441 | 1.5706 | 1.5706 | 0.53105 | 0.53105 | 1.0395 | 1.0395
2014-06-19 12:00 | 12 | 3.28% | 0.53105 | 0.53105 | 16.1905 | 16.1905 | 0.71471 | 1.7153 | 1.7153 | 0.53105 | 0.53105 | 1.1842 | 1.1842
2014-06-19 13:00 | 13 | 3.28% | 0.53105 | 0.53105 | 16.1905 | 16.1905 | 0.63529 | 1.5247 | 1.5247 | 0.53105 | 0.53105 | 0.99366 | 0.99366
2014-06-19 14:00 | 14 | 3.28% | 0.53105 | 0.53105 | 16.1905 | 16.1905 | 0.5402 | 1.2965 | 1.2965 | 0.53105 | 0.53105 | 0.76542 | 0.76542
2014-06-19 15:00 | 15 | 3.28% | 0.53105 | 0.53105 | 16.1905 | 16.1905 | 0.46569 | 1.1176 | 1.1176 | 0.53105 | 0.53105 | 0.5866 | 0.5866
2014-06-19 16:00 | 16 | 3.28% | 0.53105 | 0.53105 | 16.1905 | 16.1905 | 0.3701 | 0.88824 | 0.88824 | 0.53105 | 0.53105 | 0.35719 | 0.35719
2014-06-19 17:00 | 17 | 4.92% | 0.79657 | 0.79657 | 16.1905 | 16.1905 | 0.13529 | 0.32471 | 0.32471 | 0.32471 | 0.32471 | 0 | 0
2014-06-19 18:00 | 18 | 6.56% | 1.0621 | 1.0621 | 16.1905 | 16.1905 | 0.076961 | 0.18471 | 0.18471 | 0.18471 | 0.18471 | 0 | 0
2014-06-19 19:00 | 19 | 9.84% | 1.5931 | 1.5931 | 16.1905 | 16.1905 | 0.057353 | 0.13765 | 0.13765 | 0.13765 | 0.13765 | 0 | 0
2014-06-19 20:00 | 20 | 8.2% | 1.3276 | 1.3276 | 16.1905 | 16.1905 | 0.040196 | 0.096471 | 0.096471 | 0.096471 | 0.096471 | 0 | 0
2014-06-19 21:00 | 21 | 6.56% | 1.0621 | 1.0621 | 16.1905 | 16.1905 | 0.013235 | 0.031765 | 0.031765 | 0.031765 | 0.031765 | 0 | 0
2014-06-19 22:00 | 22 | 4.92% | 0.79657 | 0.79657 | 16.1905 | 16.1905 | 0 | 0 | 0 | 0 | 0 | 0 | 0
2014-06-19 23:00 | 23 | 3.28% | 0.53105 | 0.53105 | 16.1905 | 16.1905 | 0 | 0 | 0 | 0 | 0 | 0 | 0
2014-06-20 | 24 | 1.64% | 0.26552 | 0.26552 | 16.1905 | 16.1905 | 0 | 0 | 0 | 0 | 0 | 0 | 0
2014-06-20 01:00 | 1 | 1.64% | 0.26552 | 0.26552 | 16.1905 | 16.1905 | 0 | 0 | 0 | 0 | 0 | 0 | 0
2014-06-20 02:00 | 2 | 1.64% | 0.26552 | 0.26552 | 16.1905 | 16.1905 | 0 | 0 | 0 | 0 | 0 | 0 | 0
2014-06-20 03:00 | 3 | 1.64% | 0.26552 | 0.26552 | 16.1905 | 16.1905 | 0 | 0 | 0 | 0 | 0 | 0 | 0
2014-06-20 04:00 | 4 | 1.64% | 0.26552 | 0.26552 | 16.1905 | 16.1905 | 0.0034314 | 0.0082353 | 0.0082353 | 0.0082353 | 0.0082353 | 0 | 0
2014-06-20 05:00 | 5 | 1.64% | 0.26552 | 0.26552 | 16.1905 | 16.1905 | 0.02402 | 0.057647 | 0.057647 | 0.057647 | 0.057647 | 0 | 0
2014-06-20 06:00 | 6 | 3.28% | 0.53105 | 0.53105 | 16.1905 | 16.1905 | 0.058333 | 0.14 | 0.14 | 0.14 | 0.14 | 0 | 0
2014-06-20 07:00 | 7 | 4.92% | 0.79657 | 0.79657 | 16.1905 | 16.1905 | 0.13529 | 0.32471 | 0.32471 | 0.32471 | 0.32471 | 0 | 0
2014-06-20 08:00 | 8 | 6.56% | 1.0621 | 1.0621 | 16.1905 | 16.1905 | 0.19314 | 0.46353 | 0.46353 | 0.46353 | 0.46353 | 0 | 0
2014-06-20 09:00 | 9 | 6.56% | 1.0621 | 1.0621 | 16.1905 | 16.1905 | 0.30147 | 0.72353 | 0.72353 | 0.72353 | 0.72353 | 0 | 0
2014-06-20 10:00 | 10 | 4.92% | 0.79657 | 0.79657 | 16.1905 | 16.1905 | 0.41716 | 1.0012 | 1.0012 | 0.79657 | 0.79657 | 0.20461 | 0.20461
2014-06-20 11:00 | 11 | 3.28% | 0.53105 | 0.53105 | 16.1905 | 16.1905 | 0.53235 | 1.2776 | 1.2776 | 0.53105 | 0.53105 | 0.7466 | 0.7466
2014-06-20 12:00 | 12 | 3.28% | 0.53105 | 0.53105 | 16.1905 | 16.1905 | 0.57255 | 1.3741 | 1.3741 | 0.53105 | 0.53105 | 0.84307 | 0.84307
2014-06-20 13:00 | 13 | 3.28% | 0.53105 | 0.53105 | 16.1905 | 16.1905 | 0.54167 | 1.3 | 1.3 | 0.53105 | 0.53105 | 0.76895 | 0.76895
2014-06-20 14:00 | 14 | 3.28% | 0.53105 | 0.53105 | 16.1905 | 16.1905 | 0.53676 | 1.2882 | 1.2882 | 0.53105 | 0.53105 | 0.75719 | 0.75719
2014-06-20 15:00 | 15 | 3.28% | 0.53105 | 0.53105 | 16.1905 | 16.1905 | 0.49314 | 1.1835 | 1.1835 | 0.53105 | 0.53105 | 0.65248 | 0.65248
2014-06-20 16:00 | 16 | 3.28% | 0.53105 | 0.53105 | 16.1905 | 16.1905 | 0.32843 | 0.78824 | 0.78824 | 0.53105 | 0.53105 | 0.25719 | 0.25719
2014-06-20 17:00 | 17 | 4.92% | 0.79657 | 0.79657 | 16.1905 | 16.1905 | 0.20392 | 0.48941 | 0.48941 | 0.48941 | 0.48941 | 0 | 0
2014-06-20 18:00 | 18 | 6.56% | 1.0621 | 1.0621 | 16.1905 | 16.1905 | 0.097549 | 0.23412 | 0.23412 | 0.23412 | 0.23412 | 0 | 0
2014-06-20 19:00 | 19 | 9.84% | 1.5931 | 1.5931 | 16.1905 | 16.1905 | 0.053922 | 0.12941 | 0.12941 | 0.12941 | 0.12941 | 0 | 0
2014-06-20 20:00 | 20 | 8.2% | 1.3276 | 1.3276 | 16.1905 | 16.1905 | 0.035294 | 0.084706 | 0.084706 | 0.084706 | 0.084706 | 0 | 0
2014-06-20 21:00 | 21 | 6.56% | 1.0621 | 1.0621 | 16.1905 | 16.1905 | 0.017157 | 0.041176 | 0.041176 | 0.041176 | 0.041176 | 0 | 0
2014-06-20 22:00 | 22 | 4.92% | 0.79657 | 0.79657 | 16.1905 | 16.1905 | 0.0014706 | 0.0035294 | 0.0035294 | 0.0035294 | 0.0035294 | 0 | 0
2014-06-20 23:00 | 23 | 3.28% | 0.53105 | 0.53105 | 16.1905 | 16.1905 | 0 | 0 | 0 | 0 | 0 | 0 | 0
2014-06-21 | 24 | 1.64% | 0.26552 | 0.26552 | 16.1905 | 16.1905 | 0 | 0 | 0 | 0 | 0 | 0 | 0
2014-06-21 01:00 | 1 | 1.64% | 0.26552 | 0.26552 | 16.1905 | 16.1905 | 0 | 0 | 0 | 0 | 0 | 0 | 0
2014-06-21 02:00 | 2 | 1.64% | 0.26552 | 0.26552 | 16.1905 | 16.1905 | 0 | 0 | 0 | 0 | 0 | 0 | 0
2014-06-21 03:00 | 3 | 1.64% | 0.26552 | 0.26552 | 16.1905 | 16.1905 | 0 | 0 | 0 | 0 | 0 | 0 | 0
2014-06-21 04:00 | 4 | 1.64% | 0.26552 | 0.26552 | 16.1905 | 16.1905 | 0.004902 | 0.011765 | 0.011765 | 0.011765 | 0.011765 | 0 | 0
2014-06-21 05:00 | 5 | 1.64% | 0.26552 | 0.26552 | 16.1905 | 16.1905 | 0.021078 | 0.050588 | 0.050588 | 0.050588 | 0.050588 | 0 | 0
2014-06-21 06:00 | 6 | 3.28% | 0.53105 | 0.53105 | 16.1905 | 16.1905 | 0.10294 | 0.24706 | 0.24706 | 0.24706 | 0.24706 | 0 | 0
2014-06-21 07:00 | 7 | 4.92% | 0.79657 | 0.79657 | 16.1905 | 16.1905 | 0.23088 | 0.55412 | 0.55412 | 0.55412 | 0.55412 | 0 | 0
2014-06-21 08:00 | 8 | 6.56% | 1.0621 | 1.0621 | 16.1905 | 16.1905 | 0.38824 | 0.93176 | 0.93176 | 0.93176 | 0.93176 | 0 | 0
2014-06-21 09:00 | 9 | 6.56% | 1.0621 | 1.0621 | 16.1905 | 16.1905 | 0.55294 | 1.3271 | 1.3271 | 1.0621 | 1.0621 | 0.26496 | 0.26496
2014-06-21 10:00 | 10 | 4.92% | 0.79657 | 0.79657 | 16.1905 | 16.1905 | 0.63873 | 1.5329 | 1.5329 | 0.79657 | 0.79657 | 0.73637 | 0.73637
2014-06-21 11:00 | 11 | 3.28% | 0.53105 | 0.53105 | 16.1905 | 16.1905 | 0.63284 | 1.5188 | 1.5188 | 0.53105 | 0.53105 | 0.98778 | 0.98778
2014-06-21 12:00 | 12 | 3.28% | 0.53105 | 0.53105 | 16.1905 | 16.1905 | 0.61863 | 1.4847 | 1.4847 | 0.53105 | 0.53105 | 0.95366 | 0.95366
2014-06-21 13:00 | 13 | 3.28% | 0.53105 | 0.53105 | 16.1905 | 16.1905 | 0.6451 | 1.5482 | 1.5482 | 0.53105 | 0.53105 | 1.0172 | 1.0172
2014-06-21 14:00 | 14 | 3.28% | 0.53105 | 0.53105 | 16.1905 | 16.1905 | 0.46863 | 1.1247 | 1.1247 | 0.53105 | 0.53105 | 0.59366 | 0.59366
2014-06-21 15:00 | 15 | 3.28% | 0.53105 | 0.53105 | 16.1905 | 16.1905 | 0.43873 | 1.0529 | 1.0529 | 0.53105 | 0.53105 | 0.52189 | 0.52189
2014-06-21 16:00 | 16 | 3.28% | 0.53105 | 0.53105 | 16.1905 | 16.1905 | 0.19069 | 0.45765 | 0.45765 | 0.45765 | 0.45765 | 0 | 0
2014-06-21 17:00 | 17 | 4.92% | 0.79657 | 0.79657 | 16.1905 | 16.1905 | 0.14118 | 0.33882 | 0.33882 | 0.33882 | 0.33882 | 0 | 0
2014-06-21 18:00 | 18 | 6.56% | 1.0621 | 1.0621 | 16.1905 | 16.1905 | 0.079412 | 0.19059 | 0.19059 | 0.19059 | 0.19059 | 0 | 0
2014-06-21 19:00 | 19 | 9.84% | 1.5931 | 1.5931 | 16.1905 | 16.1905 | 0.052941 | 0.12706 | 0.12706 | 0.12706 | 0.12706 | 0 | 0
2014-06-21 20:00 | 20 | 8.2% | 1.3276 | 1.3276 | 16.1905 | 16.1905 | 0.034314 | 0.082353 | 0.082353 | 0.082353 | 0.082353 | 0 | 0
2014-06-21 21:00 | 21 | 6.56% | 1.0621 | 1.0621 | 16.1905 | 16.1905 | 0.012255 | 0.029412 | 0.029412 | 0.029412 | 0.029412 | 0 | 0
2014-06-21 22:00 | 22 | 4.92% | 0.79657 | 0.79657 | 16.1905 | 16.1905 | 0.0004902 | 0.0011765 | 0.0011765 | 0.0011765 | 0.0011765 | 0 | 0
2014-06-21 23:00 | 23 | 3.28% | 0.53105 | 0.53105 | 16.1905 | 16.1905 | 0 | 0 | 0 | 0 | 0 | 0 | 0
2014-06-22 | 24 | 1.64% | 0.26552 | 0.26552 | 16.1905 | 16.1905 | 0 | 0 | 0 | 0 | 0 | 0 | 0
2014-06-22 01:00 | 1 | 1.64% | 0.26552 | 0.26552 | 16.1905 | 16.1905 | 0 | 0 | 0 | 0 | 0 | 0 | 0
2014-06-22 02:00 | 2 | 1.64% | 0.26552 | 0.26552 | 16.1905 | 16.1905 | 0 | 0 | 0 | 0 | 0 | 0 | 0
2014-06-22 03:00 | 3 | 1.64% | 0.26552 | 0.26552 | 16.1905 | 16.1905 | 0 | 0 | 0 | 0 | 0 | 0 | 0
2014-06-22 04:00 | 4 | 1.64% | 0.26552 | 0.26552 | 16.1905 | 16.1905 | 0.0058824 | 0.014118 | 0.014118 | 0.014118 | 0.014118 | 0 | 0
2014-06-22 05:00 | 5 | 1.64% | 0.26552 | 0.26552 | 16.1905 | 16.1905 | 0.02598 | 0.062353 | 0.062353 | 0.062353 | 0.062353 | 0 | 0
2014-06-22 06:00 | 6 | 3.28% | 0.53105 | 0.53105 | 16.1905 | 16.1905 | 0.10343 | 0.24824 | 0.24824 | 0.24824 | 0.24824 | 0 | 0
2014-06-22 07:00 | 7 | 4.92% | 0.79657 | 0.79657 | 16.1905 | 16.1905 | 0.24608 | 0.59059 | 0.59059 | 0.59059 | 0.59059 | 0 | 0
2014-06-22 08:00 | 8 | 6.56% | 1.0621 | 1.0621 | 16.1905 | 16.1905 | 0.42598 | 1.0224 | 1.0224 | 1.0224 | 1.0224 | 0 | 0
2014-06-22 09:00 | 9 | 6.56% | 1.0621 | 1.0621 | 16.1905 | 16.1905 | 0.58235 | 1.3976 | 1.3976 | 1.0621 | 1.0621 | 0.33555 | 0.33555
2014-06-22 10:00 | 10 | 4.92% | 0.79657 | 0.79657 | 16.1905 | 16.1905 | 0.70784 | 1.6988 | 1.6988 | 0.79657 | 0.79657 | 0.90225 | 0.90225
2014-06-22 11:00 | 11 | 3.28% | 0.53105 | 0.53105 | 16.1905 | 16.1905 | 0.69069 | 1.6576 | 1.6576 | 0.53105 | 0.53105 | 1.1266 | 1.1266
2014-06-22 12:00 | 12 | 3.28% | 0.53105 | 0.53105 | 16.1905 | 16.1905 | 0.69559 | 1.6694 | 1.6694 | 0.53105 | 0.53105 | 1.1384 | 1.1384
2014-06-22 13:00 | 13 | 3.28% | 0.53105 | 0.53105 | 16.1905 | 16.1905 | 0.59804 | 1.4353 | 1.4353 | 0.53105 | 0.53105 | 0.90425 | 0.90425
2014-06-22 14:00 | 14 | 3.28% | 0.53105 | 0.53105 | 16.1905 | 16.1905 | 0.47892 | 1.1494 | 1.1494 | 0.53105 | 0.53105 | 0.61836 | 0.61836
2014-06-22 15:00 | 15 | 3.28% | 0.53105 | 0.53105 | 16.1905 | 16.1905 | 0.48382 | 1.1612 | 1.1612 | 0.53105 | 0.53105 | 0.63013 | 0.63013
2014-06-22 16:00 | 16 | 3.28% | 0.53105 | 0.53105 | 16.1905 | 16.1905 | 0.36029 | 0.86471 | 0.86471 | 0.53105 | 0.53105 | 0.33366 | 0.33366
2014-06-22 17:00 | 17 | 4.92% | 0.79657 | 0.79657 | 16.1905 | 16.1905 | 0.22843 | 0.54824 | 0.54824 | 0.54824 | 0.54824 | 0 | 0
2014-06-22 18:00 | 18 | 6.56% | 1.0621 | 1.0621 | 16.1905 | 16.1905 | 0.09902 | 0.23765 | 0.23765 | 0.23765 | 0.23765 | 0 | 0
2014-06-22 19:00 | 19 | 9.84% | 1.5931 | 1.5931 | 16.1905 | 16.1905 | 0.059314 | 0.14235 | 0.14235 | 0.14235 | 0.14235 | 0 | 0
2014-06-22 20:00 | 20 | 8.2% | 1.3276 | 1.3276 | 16.1905 | 16.1905 | 0.032353 | 0.077647 | 0.077647 | 0.077647 | 0.077647 | 0 | 0
2014-06-22 21:00 | 21 | 6.56% | 1.0621 | 1.0621 | 16.1905 | 16.1905 | 0.0093137 | 0.022353 | 0.022353 | 0.022353 | 0.022353 | 0 | 0
2014-06-22 22:00 | 22 | 4.92% | 0.79657 | 0.79657 | 16.1905 | 16.1905 | 0.00098039 | 0.0023529 | 0.0023529 | 0.0023529 | 0.0023529 | 0 | 0
2014-06-22 23:00 | 23 | 3.28% | 0.53105 | 0.53105 | 16.1905 | 16.1905 | 0 | 0 | 0 | 0 | 0 | 0 | 0
2014-06-23 | 24 | 1.64% | 0.26552 | 0.26552 | 16.1905 | 16.1905 | 0 | 0 | 0 | 0 | 0 | 0 | 0
2014-06-23 01:00 | 1 | 1.64% | 0.26552 | 0.26552 | 16.1905 | 16.1905 | 0 | 0 | 0 | 0 | 0 | 0 | 0
2014-06-23 02:00 | 2 | 1.64% | 0.26552 | 0.26552 | 16.1905 | 16.1905 | 0 | 0 | 0 | 0 | 0 | 0 | 0
2014-06-23 03:00 | 3 | 1.64% | 0.26552 | 0.26552 | 16.1905 | 16.1905 | 0 | 0 | 0 | 0 | 0 | 0 | 0
2014-06-23 04:00 | 4 | 1.64% | 0.26552 | 0.26552 | 16.1905 | 16.1905 | 0.0073529 | 0.017647 | 0.017647 | 0.017647 | 0.017647 | 0 | 0
2014-06-23 05:00 | 5 | 1.64% | 0.26552 | 0.26552 | 16.1905 | 16.1905 | 0.030392 | 0.072941 | 0.072941 | 0.072941 | 0.072941 | 0 | 0
2014-06-23 06:00 | 6 | 3.28% | 0.53105 | 0.53105 | 16.1905 | 16.1905 | 0.082353 | 0.19765 | 0.19765 | 0.19765 | 0.19765 | 0 | 0
2014-06-23 07:00 | 7 | 4.92% | 0.79657 | 0.79657 | 16.1905 | 16.1905 | 0.19657 | 0.47176 | 0.47176 | 0.47176 | 0.47176 | 0 | 0
2014-06-23 08:00 | 8 | 6.56% | 1.0621 | 1.0621 | 16.1905 | 16.1905 | 0.35637 | 0.85529 | 0.85529 | 0.85529 | 0.85529 | 0 | 0
2014-06-23 09:00 | 9 | 6.56% | 1.0621 | 1.0621 | 16.1905 | 16.1905 | 0.48333 | 1.16 | 1.16 | 1.0621 | 1.0621 | 0.097905 | 0.097905
2014-06-23 10:00 | 10 | 4.92% | 0.79657 | 0.79657 | 16.1905 | 16.1905 | 0.62059 | 1.4894 | 1.4894 | 0.79657 | 0.79657 | 0.69284 | 0.69284
2014-06-23 11:00 | 11 | 3.28% | 0.53105 | 0.53105 | 16.1905 | 16.1905 | 0.56667 | 1.36 | 1.36 | 0.53105 | 0.53105 | 0.82895 | 0.82895
2014-06-23 12:00 | 12 | 3.28% | 0.53105 | 0.53105 | 16.1905 | 16.1905 | 0.58186 | 1.3965 | 1.3965 | 0.53105 | 0.53105 | 0.86542 | 0.86542
2014-06-23 13:00 | 13 | 3.28% | 0.53105 | 0.53105 | 16.1905 | 16.1905 | 0.51618 | 1.2388 | 1.2388 | 0.53105 | 0.53105 | 0.70778 | 0.70778
2014-06-23 14:00 | 14 | 3.28% | 0.53105 | 0.53105 | 16.1905 | 16.1905 | 0.48529 | 1.1647 | 1.1647 | 0.53105 | 0.53105 | 0.63366 | 0.63366
2014-06-23 15:00 | 15 | 3.28% | 0.53105 | 0.53105 | 16.1905 | 16.1905 | 0.42549 | 1.0212 | 1.0212 | 0.53105 | 0.53105 | 0.49013 | 0.49013
2014-06-23 16:00 | 16 | 3.28% | 0.53105 | 0.53105 | 16.1905 | 16.1905 | 0.32059 | 0.76941 | 0.76941 | 0.53105 | 0.53105 | 0.23836 | 0.23836
2014-06-23 17:00 | 17 | 4.92% | 0.79657 | 0.79657 | 16.1905 | 16.1905 | 0.21765 | 0.52235 | 0.52235 | 0.52235 | 0.52235 | 0 | 0
2014-06-23 18:00 | 18 | 6.56% | 1.0621 | 1.0621 | 16.1905 | 16.1905 | 0.092647 | 0.22235 | 0.22235 | 0.22235 | 0.22235 | 0 | 0
2014-06-23 19:00 | 19 | 9.84% | 1.5931 | 1.5931 | 16.1905 | 16.1905 | 0.042157 | 0.10118 | 0.10118 | 0.10118 | 0.10118 | 0 | 0
2014-06-23 20:00 | 20 | 8.2% | 1.3276 | 1.3276 | 16.1905 | 16.1905 | 0.022059 | 0.052941 | 0.052941 | 0.052941 | 0.052941 | 0 | 0
2014-06-23 21:00 | 21 | 6.56% | 1.0621 | 1.0621 | 16.1905 | 16.1905 | 0.011765 | 0.028235 | 0.028235 | 0.028235 | 0.028235 | 0 | 0
2014-06-23 22:00 | 22 | 4.92% | 0.79657 | 0.79657 | 16.1905 | 16.1905 | 0.0019608 | 0.0047059 | 0.0047059 | 0.0047059 | 0.0047059 | 0 | 0
2014-06-23 23:00 | 23 | 3.28% | 0.53105 | 0.53105 | 16.1905 | 16.1905 | 0 | 0 | 0 | 0 | 0 | 0 | 0
2014-06-24 | 24 | 1.64% | 0.26552 | 0.26552 | 16.1905 | 16.1905 | 0 | 0 | 0 | 0 | 0 | 0 | 0
2014-06-24 01:00 | 1 | 1.64% | 0.26552 | 0.26552 | 16.1905 | 16.1905 | 0 | 0 | 0 | 0 | 0 | 0 | 0
2014-06-24 02:00 | 2 | 1.64% | 0.26552 | 0.26552 | 16.1905 | 16.1905 | 0 | 0 | 0 | 0 | 0 | 0 | 0
2014-06-24 03:00 | 3 | 1.64% | 0.26552 | 0.26552 | 16.1905 | 16.1905 | 0 | 0 | 0 | 0 | 0 | 0 | 0
2014-06-24 04:00 | 4 | 1.64% | 0.26552 | 0.26552 | 16.1905 | 16.1905 | 0.004902 | 0.011765 | 0.011765 | 0.011765 | 0.011765 | 0 | 0
2014-06-24 05:00 | 5 | 1.64% | 0.26552 | 0.26552 | 16.1905 | 16.1905 | 0.02402 | 0.057647 | 0.057647 | 0.057647 | 0.057647 | 0 | 0
2014-06-24 06:00 | 6 | 3.28% | 0.53105 | 0.53105 | 16.1905 | 16.1905 | 0.086275 | 0.20706 | 0.20706 | 0.20706 | 0.20706 | 0 | 0
2014-06-24 07:00 | 7 | 4.92% | 0.79657 | 0.79657 | 16.1905 | 16.1905 | 0.23382 | 0.56118 | 0.56118 | 0.56118 | 0.56118 | 0 | 0
2014-06-24 08:00 | 8 | 6.56% | 1.0621 | 1.0621 | 16.1905 | 16.1905 | 0.39608 | 0.95059 | 0.95059 | 0.95059 | 0.95059 | 0 | 0
2014-06-24 09:00 | 9 | 6.56% | 1.0621 | 1.0621 | 16.1905 | 16.1905 | 0.45098 | 1.0824 | 1.0824 | 1.0621 | 1.0621 | 0.020258 | 0.020258
2014-06-24 10:00 | 10 | 4.92% | 0.79657 | 0.79657 | 16.1905 | 16.1905 | 0.53431 | 1.2824 | 1.2824 | 0.79657 | 0.79657 | 0.48578 | 0.48578
2014-06-24 11:00 | 11 | 3.28% | 0.53105 | 0.53105 | 16.1905 | 16.1905 | 0.48725 | 1.1694 | 1.1694 | 0.53105 | 0.53105 | 0.63836 | 0.63836
2014-06-24 12:00 | 12 | 3.28% | 0.53105 | 0.53105 | 16.1905 | 16.1905 | 0.55147 | 1.3235 | 1.3235 | 0.53105 | 0.53105 | 0.79248 | 0.79248
2014-06-24 13:00 | 13 | 3.28% | 0.53105 | 0.53105 | 16.1905 | 16.1905 | 0.68088 | 1.6341 | 1.6341 | 0.53105 | 0.53105 | 1.1031 | 1.1031
2014-06-24 14:00 | 14 | 3.28% | 0.53105 | 0.53105 | 16.1905 | 16.1905 | 0.61863 | 1.4847 | 1.4847 | 0.53105 | 0.53105 | 0.95366 | 0.95366
2014-06-24 15:00 | 15 | 3.28% | 0.53105 | 0.53105 | 16.1905 | 16.1905 | 0.40833 | 0.98 | 0.98 | 0.53105 | 0.53105 | 0.44895 | 0.44895
2014-06-24 16:00 | 16 | 3.28% | 0.53105 | 0.53105 | 16.1905 | 16.1905 | 0.36765 | 0.88235 | 0.88235 | 0.53105 | 0.53105 | 0.35131 | 0.35131
2014-06-24 17:00 | 17 | 4.92% | 0.79657 | 0.79657 | 16.1905 | 16.1905 | 0.18431 | 0.44235 | 0.44235 | 0.44235 | 0.44235 | 0 | 0
2014-06-24 18:00 | 18 | 6.56% | 1.0621 | 1.0621 | 16.1905 | 16.1905 | 0.12304 | 0.29529 | 0.29529 | 0.29529 | 0.29529 | 0 | 0
2014-06-24 19:00 | 19 | 9.84% | 1.5931 | 1.5931 | 16.1905 | 16.1905 | 0.07402 | 0.17765 | 0.17765 | 0.17765 | 0.17765 | 0 | 0
2014-06-24 20:00 | 20 | 8.2% | 1.3276 | 1.3276 | 16.1905 | 16.1905 | 0.037745 | 0.090588 | 0.090588 | 0.090588 | 0.090588 | 0 | 0
2014-06-24 21:00 | 21 | 6.56% | 1.0621 | 1.0621 | 16.1905 | 16.1905 | 0.010294 | 0.024706 | 0.024706 | 0.024706 | 0.024706 | 0 | 0
2014-06-24 22:00 | 22 | 4.92% | 0.79657 | 0.79657 | 16.1905 | 16.1905 | 0.00098039 | 0.0023529 | 0.0023529 | 0.0023529 | 0.0023529 | 0 | 0
2014-06-24 23:00 | 23 | 3.28% | 0.53105 | 0.53105 | 16.1905 | 16.1905 | 0 | 0 | 0 | 0 | 0 | 0 | 0
2014-06-25 | 24 | 1.64% | 0.26552 | 0.26552 | 16.1905 | 16.1905 | 0 | 0 | 0 | 0 | 0 | 0 | 0
2014-06-25 01:00 | 1 | 1.64% | 0.26552 | 0.26552 | 16.1905 | 16.1905 | 0 | 0 | 0 | 0 | 0 | 0 | 0
2014-06-25 02:00 | 2 | 1.64% | 0.26552 | 0.26552 | 16.1905 | 16.1905 | 0 | 0 | 0 | 0 | 0 | 0 | 0
2014-06-25 03:00 | 3 | 1.64% | 0.26552 | 0.26552 | 16.1905 | 16.1905 | 0 | 0 | 0 | 0 | 0 | 0 | 0
2014-06-25 04:00 | 4 | 1.64% | 0.26552 | 0.26552 | 16.1905 | 16.1905 | 0.002451 | 0.0058824 | 0.0058824 | 0.0058824 | 0.0058824 | 0 | 0
2014-06-25 05:00 | 5 | 1.64% | 0.26552 | 0.26552 | 16.1905 | 16.1905 | 0.02451 | 0.058824 | 0.058824 | 0.058824 | 0.058824 | 0 | 0
2014-06-25 06:00 | 6 | 3.28% | 0.53105 | 0.53105 | 16.1905 | 16.1905 | 0.073039 | 0.17529 | 0.17529 | 0.17529 | 0.17529 | 0 | 0
2014-06-25 07:00 | 7 | 4.92% | 0.79657 | 0.79657 | 16.1905 | 16.1905 | 0.16127 | 0.38706 | 0.38706 | 0.38706 | 0.38706 | 0 | 0
2014-06-25 08:00 | 8 | 6.56% | 1.0621 | 1.0621 | 16.1905 | 16.1905 | 0.24608 | 0.59059 | 0.59059 | 0.59059 | 0.59059 | 0 | 0
2014-06-25 09:00 | 9 | 6.56% | 1.0621 | 1.0621 | 16.1905 | 16.1905 | 0.29216 | 0.70118 | 0.70118 | 0.70118 | 0.70118 | 0 | 0
2014-06-25 10:00 | 10 | 4.92% | 0.79657 | 0.79657 | 16.1905 | 16.1905 | 0.38725 | 0.92941 | 0.92941 | 0.79657 | 0.79657 | 0.13284 | 0.13284
2014-06-25 11:00 | 11 | 3.28% | 0.53105 | 0.53105 | 16.1905 | 16.1905 | 0.4598 | 1.1035 | 1.1035 | 0.53105 | 0.53105 | 0.57248 | 0.57248
2014-06-25 12:00 | 12 | 3.28% | 0.53105 | 0.53105 | 16.1905 | 16.1905 | 0.4201 | 1.0082 | 1.0082 | 0.53105 | 0.53105 | 0.47719 | 0.47719
2014-06-25 13:00 | 13 | 3.28% | 0.53105 | 0.53105 | 16.1905 | 16.1905 | 0.42549 | 1.0212 | 1.0212 | 0.53105 | 0.53105 | 0.49013 | 0.49013
2014-06-25 14:00 | 14 | 3.28% | 0.53105 | 0.53105 | 16.1905 | 16.1905 | 0.45147 | 1.0835 | 1.0835 | 0.53105 | 0.53105 | 0.55248 | 0.55248
2014-06-25 15:00 | 15 | 3.28% | 0.53105 | 0.53105 | 16.1905 | 16.1905 | 0.30588 | 0.73412 | 0.73412 | 0.53105 | 0.53105 | 0.20307 | 0.20307
2014-06-25 16:00 | 16 | 3.28% | 0.53105 | 0.53105 | 16.1905 | 16.1905 | 0.19804 | 0.47529 | 0.47529 | 0.47529 | 0.47529 | 0 | 0
2014-06-25 17:00 | 17 | 4.92% | 0.79657 | 0.79657 | 16.1905 | 16.1905 | 0.17745 | 0.42588 | 0.42588 | 0.42588 | 0.42588 | 0 | 0
2014-06-25 18:00 | 18 | 6.56% | 1.0621 | 1.0621 | 16.1905 | 16.1905 | 0.11667 | 0.28 | 0.28 | 0.28 | 0.28 | 0 | 0
2014-06-25 19:00 | 19 | 9.84% | 1.5931 | 1.5931 | 16.1905 | 16.1905 | 0.061765 | 0.14824 | 0.14824 | 0.14824 | 0.14824 | 0 | 0
2014-06-25 20:00 | 20 | 8.2% | 1.3276 | 1.3276 | 16.1905 | 16.1905 | 0.033333 | 0.08 | 0.08 | 0.08 | 0.08 | 0 | 0
2014-06-25 21:00 | 21 | 6.56% | 1.0621 | 1.0621 | 16.1905 | 16.1905 | 0.0093137 | 0.022353 | 0.022353 | 0.022353 | 0.022353 | 0 | 0
2014-06-25 22:00 | 22 | 4.92% | 0.79657 | 0.79657 | 16.1905 | 16.1905 | 0.0014706 | 0.0035294 | 0.0035294 | 0.0035294 | 0.0035294 | 0 | 0
2014-06-25 23:00 | 23 | 3.28% | 0.53105 | 0.53105 | 16.1905 | 16.1905 | 0 | 0 | 0 | 0 | 0 | 0 | 0
2014-06-26 | 24 | 1.64% | 0.26552 | 0.26552 | 16.1905 | 16.1905 | 0 | 0 | 0 | 0 | 0 | 0 | 0
2014-06-26 01:00 | 1 | 1.64% | 0.26552 | 0.26552 | 16.1905 | 16.1905 | 0 | 0 | 0 | 0 | 0 | 0 | 0
2014-06-26 02:00 | 2 | 1.64% | 0.26552 | 0.26552 | 16.1905 | 16.1905 | 0 | 0 | 0 | 0 | 0 | 0 | 0
2014-06-26 03:00 | 3 | 1.64% | 0.26552 | 0.26552 | 16.1905 | 16.1905 | 0 | 0 | 0 | 0 | 0 | 0 | 0
2014-06-26 04:00 | 4 | 1.64% | 0.26552 | 0.26552 | 16.1905 | 16.1905 | 0.0053922 | 0.012941 | 0.012941 | 0.012941 | 0.012941 | 0 | 0
2014-06-26 05:00 | 5 | 1.64% | 0.26552 | 0.26552 | 16.1905 | 16.1905 | 0.033333 | 0.08 | 0.08 | 0.08 | 0.08 | 0 | 0
2014-06-26 06:00 | 6 | 3.28% | 0.53105 | 0.53105 | 16.1905 | 16.1905 | 0.098529 | 0.23647 | 0.23647 | 0.23647 | 0.23647 | 0 | 0
2014-06-26 07:00 | 7 | 4.92% | 0.79657 | 0.79657 | 16.1905 | 16.1905 | 0.21225 | 0.50941 | 0.50941 | 0.50941 | 0.50941 | 0 | 0
2014-06-26 08:00 | 8 | 6.56% | 1.0621 | 1.0621 | 16.1905 | 16.1905 | 0.37451 | 0.89882 | 0.89882 | 0.89882 | 0.89882 | 0 | 0
2014-06-26 09:00 | 9 | 6.56% | 1.0621 | 1.0621 | 16.1905 | 16.1905 | 0.57549 | 1.3812 | 1.3812 | 1.0621 | 1.0621 | 0.31908 | 0.31908
2014-06-26 10:00 | 10 | 4.92% | 0.79657 | 0.79657 | 16.1905 | 16.1905 | 0.68971 | 1.6553 | 1.6553 | 0.79657 | 0.79657 | 0.85872 | 0.85872
2014-06-26 11:00 | 11 | 3.28% | 0.53105 | 0.53105 | 16.1905 | 16.1905 | 0.66127 | 1.5871 | 1.5871 | 0.53105 | 0.53105 | 1.056 | 1.056
2014-06-26 12:00 | 12 | 3.28% | 0.53105 | 0.53105 | 16.1905 | 16.1905 | 0.71961 | 1.7271 | 1.7271 | 0.53105 | 0.53105 | 1.196 | 1.196
2014-06-26 13:00 | 13 | 3.28% | 0.53105 | 0.53105 | 16.1905 | 16.1905 | 0.65343 | 1.5682 | 1.5682 | 0.53105 | 0.53105 | 1.0372 | 1.0372
2014-06-26 14:00 | 14 | 3.28% | 0.53105 | 0.53105 | 16.1905 | 16.1905 | 0.57059 | 1.3694 | 1.3694 | 0.53105 | 0.53105 | 0.83836 | 0.83836
2014-06-26 15:00 | 15 | 3.28% | 0.53105 | 0.53105 | 16.1905 | 16.1905 | 0.48775 | 1.1706 | 1.1706 | 0.53105 | 0.53105 | 0.63954 | 0.63954
2014-06-26 16:00 | 16 | 3.28% | 0.53105 | 0.53105 | 16.1905 | 16.1905 | 0.38382 | 0.92118 | 0.92118 | 0.53105 | 0.53105 | 0.39013 | 0.39013
2014-06-26 17:00 | 17 | 4.92% | 0.79657 | 0.79657 | 16.1905 | 16.1905 | 0.23627 | 0.56706 | 0.56706 | 0.56706 | 0.56706 | 0 | 0
2014-06-26 18:00 | 18 | 6.56% | 1.0621 | 1.0621 | 16.1905 | 16.1905 | 0.094608 | 0.22706 | 0.22706 | 0.22706 | 0.22706 | 0 | 0
2014-06-26 19:00 | 19 | 9.84% | 1.5931 | 1.5931 | 16.1905 | 16.1905 | 0.054902 | 0.13176 | 0.13176 | 0.13176 | 0.13176 | 0 | 0
2014-06-26 20:00 | 20 | 8.2% | 1.3276 | 1.3276 | 16.1905 | 16.1905 | 0.035784 | 0.085882 | 0.085882 | 0.085882 | 0.085882 | 0 | 0
2014-06-26 21:00 | 21 | 6.56% | 1.0621 | 1.0621 | 16.1905 | 16.1905 | 0.014216 | 0.034118 | 0.034118 | 0.034118 | 0.034118 | 0 | 0
2014-06-26 22:00 | 22 | 4.92% | 0.79657 | 0.79657 | 16.1905 | 16.1905 | 0.0044118 | 0.010588 | 0.010588 | 0.010588 | 0.010588 | 0 | 0
2014-06-26 23:00 | 23 | 3.28% | 0.53105 | 0.53105 | 16.1905 | 16.1905 | 0.0004902 | 0.0011765 | 0.0011765 | 0.0011765 | 0.0011765 | 0 | 0
2014-06-27 | 24 | 1.64% | 0.26552 | 0.26552 | 16.1905 | 16.1905 | 0 | 0 | 0 | 0 | 0 | 0 | 0
2014-06-27 01:00 | 1 | 1.64% | 0.26552 | 0.26552 | 16.1905 | 16.1905 | 0 | 0 | 0 | 0 | 0 | 0 | 0
2014-06-27 02:00 | 2 | 1.64% | 0.26552 | 0.26552 | 16.1905 | 16.1905 | 0 | 0 | 0 | 0 | 0 | 0 | 0
2014-06-27 03:00 | 3 | 1.64% | 0.26552 | 0.26552 | 16.1905 | 16.1905 | 0 | 0 | 0 | 0 | 0 | 0 | 0
2014-06-27 04:00 | 4 | 1.64% | 0.26552 | 0.26552 | 16.1905 | 16.1905 | 0.004902 | 0.011765 | 0.011765 | 0.011765 | 0.011765 | 0 | 0
2014-06-27 05:00 | 5 | 1.64% | 0.26552 | 0.26552 | 16.1905 | 16.1905 | 0.026471 | 0.063529 | 0.063529 | 0.063529 | 0.063529 | 0 | 0
2014-06-27 06:00 | 6 | 3.28% | 0.53105 | 0.53105 | 16.1905 | 16.1905 | 0.073039 | 0.17529 | 0.17529 | 0.17529 | 0.17529 | 0 | 0
2014-06-27 07:00 | 7 | 4.92% | 0.79657 | 0.79657 | 16.1905 | 16.1905 | 0.14265 | 0.34235 | 0.34235 | 0.34235 | 0.34235 | 0 | 0
2014-06-27 08:00 | 8 | 6.56% | 1.0621 | 1.0621 | 16.1905 | 16.1905 | 0.31422 | 0.75412 | 0.75412 | 0.75412 | 0.75412 | 0 | 0
2014-06-27 09:00 | 9 | 6.56% | 1.0621 | 1.0621 | 16.1905 | 16.1905 | 0.49363 | 1.1847 | 1.1847 | 1.0621 | 1.0621 | 0.12261 | 0.12261
2014-06-27 10:00 | 10 | 4.92% | 0.79657 | 0.79657 | 16.1905 | 16.1905 | 0.49559 | 1.1894 | 1.1894 | 0.79657 | 0.79657 | 0.39284 | 0.39284
2014-06-27 11:00 | 11 | 3.28% | 0.53105 | 0.53105 | 16.1905 | 16.1905 | 0.51373 | 1.2329 | 1.2329 | 0.53105 | 0.53105 | 0.70189 | 0.70189
2014-06-27 12:00 | 12 | 3.28% | 0.53105 | 0.53105 | 16.1905 | 16.1905 | 0.58431 | 1.4024 | 1.4024 | 0.53105 | 0.53105 | 0.87131 | 0.87131
2014-06-27 13:00 | 13 | 3.28% | 0.53105 | 0.53105 | 16.1905 | 16.1905 | 0.55098 | 1.3224 | 1.3224 | 0.53105 | 0.53105 | 0.79131 | 0.79131
2014-06-27 14:00 | 14 | 3.28% | 0.53105 | 0.53105 | 16.1905 | 16.1905 | 0.46765 | 1.1224 | 1.1224 | 0.53105 | 0.53105 | 0.59131 | 0.59131
2014-06-27 15:00 | 15 | 3.28% | 0.53105 | 0.53105 | 16.1905 | 16.1905 | 0.35441 | 0.85059 | 0.85059 | 0.53105 | 0.53105 | 0.31954 | 0.31954
2014-06-27 16:00 | 16 | 3.28% | 0.53105 | 0.53105 | 16.1905 | 16.1905 | 0.28431 | 0.68235 | 0.68235 | 0.53105 | 0.53105 | 0.15131 | 0.15131
2014-06-27 17:00 | 17 | 4.92% | 0.79657 | 0.79657 | 16.1905 | 16.1905 | 0.19069 | 0.45765 | 0.45765 | 0.45765 | 0.45765 | 0 | 0
2014-06-27 18:00 | 18 | 6.56% | 1.0621 | 1.0621 | 16.1905 | 16.1905 | 0.097059 | 0.23294 | 0.23294 | 0.23294 | 0.23294 | 0 | 0
2014-06-27 19:00 | 19 | 9.84% | 1.5931 | 1.5931 | 16.1905 | 16.1905 | 0.057843 | 0.13882 | 0.13882 | 0.13882 | 0.13882 | 0 | 0
2014-06-27 20:00 | 20 | 8.2% | 1.3276 | 1.3276 | 16.1905 | 16.1905 | 0.02402 | 0.057647 | 0.057647 | 0.057647 | 0.057647 | 0 | 0
2014-06-27 21:00 | 21 | 6.56% | 1.0621 | 1.0621 | 16.1905 | 16.1905 | 0.013235 | 0.031765 | 0.031765 | 0.031765 | 0.031765 | 0 | 0
2014-06-27 22:00 | 22 | 4.92% | 0.79657 | 0.79657 | 16.1905 | 16.1905 | 0.002451 | 0.0058824 | 0.0058824 | 0.0058824 | 0.0058824 | 0 | 0
2014-06-27 23:00 | 23 | 3.28% | 0.53105 | 0.53105 | 16.1905 | 16.1905 | 0 | 0 | 0 | 0 | 0 | 0 | 0
2014-06-28 | 24 | 1.64% | 0.26552 | 0.26552 | 16.1905 | 16.1905 | 0 | 0 | 0 | 0 | 0 | 0 | 0
2014-06-28 01:00 | 1 | 1.64% | 0.26552 | 0.26552 | 16.1905 | 16.1905 | 0 | 0 | 0 | 0 | 0 | 0 | 0
2014-06-28 02:00 | 2 | 1.64% | 0.26552 | 0.26552 | 16.1905 | 16.1905 | 0 | 0 | 0 | 0 | 0 | 0 | 0
2014-06-28 03:00 | 3 | 1.64% | 0.26552 | 0.26552 | 16.1905 | 16.1905 | 0 | 0 | 0 | 0 | 0 | 0 | 0
2014-06-28 04:00 | 4 | 1.64% | 0.26552 | 0.26552 | 16.1905 | 16.1905 | 0.0063725 | 0.015294 | 0.015294 | 0.015294 | 0.015294 | 0 | 0
2014-06-28 05:00 | 5 | 1.64% | 0.26552 | 0.26552 | 16.1905 | 16.1905 | 0.034804 | 0.083529 | 0.083529 | 0.083529 | 0.083529 | 0 | 0
2014-06-28 06:00 | 6 | 3.28% | 0.53105 | 0.53105 | 16.1905 | 16.1905 | 0.12745 | 0.30588 | 0.30588 | 0.30588 | 0.30588 | 0 | 0
2014-06-28 07:00 | 7 | 4.92% | 0.79657 | 0.79657 | 16.1905 | 16.1905 | 0.26667 | 0.64 | 0.64 | 0.64 | 0.64 | 0 | 0
2014-06-28 08:00 | 8 | 6.56% | 1.0621 | 1.0621 | 16.1905 | 16.1905 | 0.45098 | 1.0824 | 1.0824 | 1.0621 | 1.0621 | 0.020258 | 0.020258
2014-06-28 09:00 | 9 | 6.56% | 1.0621 | 1.0621 | 16.1905 | 16.1905 | 0.55833 | 1.34 | 1.34 | 1.0621 | 1.0621 | 0.2779 | 0.2779
2014-06-28 10:00 | 10 | 4.92% | 0.79657 | 0.79657 | 16.1905 | 16.1905 | 0.5799 | 1.3918 | 1.3918 | 0.79657 | 0.79657 | 0.59519 | 0.59519
2014-06-28 11:00 | 11 | 3.28% | 0.53105 | 0.53105 | 16.1905 | 16.1905 | 0.525 | 1.26 | 1.26 | 0.53105 | 0.53105 | 0.72895 | 0.72895
2014-06-28 12:00 | 12 | 3.28% | 0.53105 | 0.53105 | 16.1905 | 16.1905 | 0.40931 | 0.98235 | 0.98235 | 0.53105 | 0.53105 | 0.45131 | 0.45131
2014-06-28 13:00 | 13 | 3.28% | 0.53105 | 0.53105 | 16.1905 | 16.1905 | 0.56667 | 1.36 | 1.36 | 0.53105 | 0.53105 | 0.82895 | 0.82895
2014-06-28 14:00 | 14 | 3.28% | 0.53105 | 0.53105 | 16.1905 | 16.1905 | 0.51373 | 1.2329 | 1.2329 | 0.53105 | 0.53105 | 0.70189 | 0.70189
2014-06-28 15:00 | 15 | 3.28% | 0.53105 | 0.53105 | 16.1905 | 16.1905 | 0.375 | 0.9 | 0.9 | 0.53105 | 0.53105 | 0.36895 | 0.36895
2014-06-28 16:00 | 16 | 3.28% | 0.53105 | 0.53105 | 16.1905 | 16.1905 | 0.15588 | 0.37412 | 0.37412 | 0.37412 | 0.37412 | 0 | 0
2014-06-28 17:00 | 17 | 4.92% | 0.79657 | 0.79657 | 16.1905 | 16.1905 | 0.13922 | 0.33412 | 0.33412 | 0.33412 | 0.33412 | 0 | 0
2014-06-28 18:00 | 18 | 6.56% | 1.0621 | 1.0621 | 16.1905 | 16.1905 | 0.10049 | 0.24118 | 0.24118 | 0.24118 | 0.24118 | 0 | 0
2014-06-28 19:00 | 19 | 9.84% | 1.5931 | 1.5931 | 16.1905 | 16.1905 | 0.061275 | 0.14706 | 0.14706 | 0.14706 | 0.14706 | 0 | 0
2014-06-28 20:00 | 20 | 8.2% | 1.3276 | 1.3276 | 16.1905 | 16.1905 | 0.031373 | 0.075294 | 0.075294 | 0.075294 | 0.075294 | 0 | 0
2014-06-28 21:00 | 21 | 6.56% | 1.0621 | 1.0621 | 16.1905 | 16.1905 | 0.0078431 | 0.018824 | 0.018824 | 0.018824 | 0.018824 | 0 | 0
2014-06-28 22:00 | 22 | 4.92% | 0.79657 | 0.79657 | 16.1905 | 16.1905 | 0 | 0 | 0 | 0 | 0 | 0 | 0
2014-06-28 23:00 | 23 | 3.28% | 0.53105 | 0.53105 | 16.1905 | 16.1905 | 0 | 0 | 0 | 0 | 0 | 0 | 0
2014-06-29 | 24 | 1.64% | 0.26552 | 0.26552 | 16.1905 | 16.1905 | 0 | 0 | 0 | 0 | 0 | 0 | 0
2014-06-29 01:00 | 1 | 1.64% | 0.26552 | 0.26552 | 16.1905 | 16.1905 | 0 | 0 | 0 | 0 | 0 | 0 | 0
2014-06-29 02:00 | 2 | 1.64% | 0.26552 | 0.26552 | 16.1905 | 16.1905 | 0 | 0 | 0 | 0 | 0 | 0 | 0
2014-06-29 03:00 | 3 | 1.64% | 0.26552 | 0.26552 | 16.1905 | 16.1905 | 0 | 0 | 0 | 0 | 0 | 0 | 0
2014-06-29 04:00 | 4 | 1.64% | 0.26552 | 0.26552 | 16.1905 | 16.1905 | 0.004902 | 0.011765 | 0.011765 | 0.011765 | 0.011765 | 0 | 0
2014-06-29 05:00 | 5 | 1.64% | 0.26552 | 0.26552 | 16.1905 | 16.1905 | 0.023529 | 0.056471 | 0.056471 | 0.056471 | 0.056471 | 0 | 0
2014-06-29 06:00 | 6 | 3.28% | 0.53105 | 0.53105 | 16.1905 | 16.1905 | 0.079902 | 0.19176 | 0.19176 | 0.19176 | 0.19176 | 0 | 0
2014-06-29 07:00 | 7 | 4.92% | 0.79657 | 0.79657 | 16.1905 | 16.1905 | 0.17157 | 0.41176 | 0.41176 | 0.41176 | 0.41176 | 0 | 0
2014-06-29 08:00 | 8 | 6.56% | 1.0621 | 1.0621 | 16.1905 | 16.1905 | 0.28725 | 0.68941 | 0.68941 | 0.68941 | 0.68941 | 0 | 0
2014-06-29 09:00 | 9 | 6.56% | 1.0621 | 1.0621 | 16.1905 | 16.1905 | 0.34461 | 0.82706 | 0.82706 | 0.82706 | 0.82706 | 0 | 0
2014-06-29 10:00 | 10 | 4.92% | 0.79657 | 0.79657 | 16.1905 | 16.1905 | 0.4152 | 0.99647 | 0.99647 | 0.79657 | 0.79657 | 0.1999 | 0.1999
2014-06-29 11:00 | 11 | 3.28% | 0.53105 | 0.53105 | 16.1905 | 16.1905 | 0.53971 | 1.2953 | 1.2953 | 0.53105 | 0.53105 | 0.76425 | 0.76425
2014-06-29 12:00 | 12 | 3.28% | 0.53105 | 0.53105 | 16.1905 | 16.1905 | 0.59608 | 1.4306 | 1.4306 | 0.53105 | 0.53105 | 0.89954 | 0.89954
2014-06-29 13:00 | 13 | 3.28% | 0.53105 | 0.53105 | 16.1905 | 16.1905 | 0.57745 | 1.3859 | 1.3859 | 0.53105 | 0.53105 | 0.85483 | 0.85483
2014-06-29 14:00 | 14 | 3.28% | 0.53105 | 0.53105 | 16.1905 | 16.1905 | 0.4951 | 1.1882 | 1.1882 | 0.53105 | 0.53105 | 0.65719 | 0.65719
2014-06-29 15:00 | 15 | 3.28% | 0.53105 | 0.53105 | 16.1905 | 16.1905 | 0.43186 | 1.0365 | 1.0365 | 0.53105 | 0.53105 | 0.50542 | 0.50542
2014-06-29 16:00 | 16 | 3.28% | 0.53105 | 0.53105 | 16.1905 | 16.1905 | 0.28186 | 0.67647 | 0.67647 | 0.53105 | 0.53105 | 0.14542 | 0.14542
2014-06-29 17:00 | 17 | 4.92% | 0.79657 | 0.79657 | 16.1905 | 16.1905 | 0.14608 | 0.35059 | 0.35059 | 0.35059 | 0.35059 | 0 | 0
2014-06-29 18:00 | 18 | 6.56% | 1.0621 | 1.0621 | 16.1905 | 16.1905 | 0.076471 | 0.18353 | 0.18353 | 0.18353 | 0.18353 | 0 | 0
2014-06-29 19:00 | 19 | 9.84% | 1.5931 | 1.5931 | 16.1905 | 16.1905 | 0.045588 | 0.10941 | 0.10941 | 0.10941 | 0.10941 | 0 | 0
2014-06-29 20:00 | 20 | 8.2% | 1.3276 | 1.3276 | 16.1905 | 16.1905 | 0.022549 | 0.054118 | 0.054118 | 0.054118 | 0.054118 | 0 | 0
2014-06-29 21:00 | 21 | 6.56% | 1.0621 | 1.0621 | 16.1905 | 16.1905 | 0.0068627 | 0.016471 | 0.016471 | 0.016471 | 0.016471 | 0 | 0
2014-06-29 22:00 | 22 | 4.92% | 0.79657 | 0.79657 | 16.1905 | 16.1905 | 0.00098039 | 0.0023529 | 0.0023529 | 0.0023529 | 0.0023529 | 0 | 0
2014-06-29 23:00 | 23 | 3.28% | 0.53105 | 0.53105 | 16.1905 | 16.1905 | 0 | 0 | 0 | 0 | 0 | 0 | 0
2014-06-30 | 24 | 1.64% | 0.26552 | 0.26552 | 16.1905 | 16.1905 | 0 | 0 | 0 | 0 | 0 | 0 | 0
2014-06-30 01:00 | 1 | 1.64% | 0.26552 | 0.26552 | 16.1905 | 16.1905 | 0 | 0 | 0 | 0 | 0 | 0 | 0
2014-06-30 02:00 | 2 | 1.64% | 0.26552 | 0.26552 | 16.1905 | 16.1905 | 0 | 0 | 0 | 0 | 0 | 0 | 0
2014-06-30 03:00 | 3 | 1.64% | 0.26552 | 0.26552 | 16.1905 | 16.1905 | 0 | 0 | 0 | 0 | 0 | 0 | 0
2014-06-30 04:00 | 4 | 1.64% | 0.26552 | 0.26552 | 16.1905 | 16.1905 | 0.0039216 | 0.0094118 | 0.0094118 | 0.0094118 | 0.0094118 | 0 | 0
2014-06-30 05:00 | 5 | 1.64% | 0.26552 | 0.26552 | 16.1905 | 16.1905 | 0.019608 | 0.047059 | 0.047059 | 0.047059 | 0.047059 | 0 | 0
2014-06-30 06:00 | 6 | 3.28% | 0.53105 | 0.53105 | 16.1905 | 16.1905 | 0.10343 | 0.24824 | 0.24824 | 0.24824 | 0.24824 | 0 | 0
2014-06-30 07:00 | 7 | 4.92% | 0.79657 | 0.79657 | 16.1905 | 16.1905 | 0.22255 | 0.53412 | 0.53412 | 0.53412 | 0.53412 | 0 | 0
2014-06-30 08:00 | 8 | 6.56% | 1.0621 | 1.0621 | 16.1905 | 16.1905 | 0.32647 | 0.78353 | 0.78353 | 0.78353 | 0.78353 | 0 | 0
2014-06-30 09:00 | 9 | 6.56% | 1.0621 | 1.0621 | 16.1905 | 16.1905 | 0.3951 | 0.94824 | 0.94824 | 0.94824 | 0.94824 | 0 | 0
2014-06-30 10:00 | 10 | 4.92% | 0.79657 | 0.79657 | 16.1905 | 16.1905 | 0.4799 | 1.1518 | 1.1518 | 0.79657 | 0.79657 | 0.35519 | 0.35519
2014-06-30 11:00 | 11 | 3.28% | 0.53105 | 0.53105 | 16.1905 | 16.1905 | 0.46127 | 1.1071 | 1.1071 | 0.53105 | 0.53105 | 0.57601 | 0.57601
2014-06-30 12:00 | 12 | 3.28% | 0.53105 | 0.53105 | 16.1905 | 16.1905 | 0.52157 | 1.2518 | 1.2518 | 0.53105 | 0.53105 | 0.72072 | 0.72072
2014-06-30 13:00 | 13 | 3.28% | 0.53105 | 0.53105 | 16.1905 | 16.1905 | 0.50637 | 1.2153 | 1.2153 | 0.53105 | 0.53105 | 0.68425 | 0.68425
2014-06-30 14:00 | 14 | 3.28% | 0.53105 | 0.53105 | 16.1905 | 16.1905 | 0.34608 | 0.83059 | 0.83059 | 0.53105 | 0.53105 | 0.29954 | 0.29954
2014-06-30 15:00 | 15 | 3.28% | 0.53105 | 0.53105 | 16.1905 | 16.1905 | 0.34265 | 0.82235 | 0.82235 | 0.53105 | 0.53105 | 0.29131 | 0.29131
2014-06-30 16:00 | 16 | 3.28% | 0.53105 | 0.53105 | 16.1905 | 16.1905 | 0.25735 | 0.61765 | 0.61765 | 0.53105 | 0.53105 | 0.086599 | 0.086599
2014-06-30 17:00 | 17 | 4.92% | 0.79657 | 0.79657 | 16.1905 | 16.1905 | 0.16618 | 0.39882 | 0.39882 | 0.39882 | 0.39882 | 0 | 0
2014-06-30 18:00 | 18 | 6.56% | 1.0621 | 1.0621 | 16.1905 | 16.1905 | 0.097059 | 0.23294 | 0.23294 | 0.23294 | 0.23294 | 0 | 0
2014-06-30 19:00 | 19 | 9.84% | 1.5931 | 1.5931 | 16.1905 | 16.1905 | 0.064216 | 0.15412 | 0.15412 | 0.15412 | 0.15412 | 0 | 0
2014-06-30 20:00 | 20 | 8.2% | 1.3276 | 1.3276 | 16.1905 | 16.1905 | 0.036275 | 0.087059 | 0.087059 | 0.087059 | 0.087059 | 0 | 0
2014-06-30 21:00 | 21 | 6.56% | 1.0621 | 1.0621 | 16.1905 | 16.1905 | 0.013725 | 0.032941 | 0.032941 | 0.032941 | 0.032941 | 0 | 0
2014-06-30 22:00 | 22 | 4.92% | 0.79657 | 0.79657 | 16.1905 | 16.1905 | 0.0014706 | 0.0035294 | 0.0035294 | 0.0035294 | 0.0035294 | 0 | 0
2014-06-30 23:00 | 23 | 3.28% | 0.53105 | 0.53105 | 16.1905 | 16.1905 | 0 | 0 | 0 | 0 | 0 | 0 | 0
2014-07-01 | 24 | 1.64% | 0.26552 | 0.26552 | 16.1905 | 16.1905 | 0 | 0 | 0 | 0 | 0 | 0 | 0
2014-07-01 01:00 | 1 | 1.64% | 0.25696 | 0.25696 | 15.6682 | 15.6682 | 0 | 0 | 0 | 0 | 0 | 0 | 0
2014-07-01 02:00 | 2 | 1.64% | 0.25696 | 0.25696 | 15.6682 | 15.6682 | 0 | 0 | 0 | 0 | 0 | 0 | 0
2014-07-01 03:00 | 3 | 1.64% | 0.25696 | 0.25696 | 15.6682 | 15.6682 | 0 | 0 | 0 | 0 | 0 | 0 | 0
2014-07-01 04:00 | 4 | 1.64% | 0.25696 | 0.25696 | 15.6682 | 15.6682 | 0.0014706 | 0.0035294 | 0.0035294 | 0.0035294 | 0.0035294 | 0 | 0
2014-07-01 05:00 | 5 | 1.64% | 0.25696 | 0.25696 | 15.6682 | 15.6682 | 0.017647 | 0.042353 | 0.042353 | 0.042353 | 0.042353 | 0 | 0
2014-07-01 06:00 | 6 | 3.28% | 0.51392 | 0.51392 | 15.6682 | 15.6682 | 0.082843 | 0.19882 | 0.19882 | 0.19882 | 0.19882 | 0 | 0
2014-07-01 07:00 | 7 | 4.92% | 0.77088 | 0.77088 | 15.6682 | 15.6682 | 0.18039 | 0.43294 | 0.43294 | 0.43294 | 0.43294 | 0 | 0
2014-07-01 08:00 | 8 | 6.56% | 1.0278 | 1.0278 | 15.6682 | 15.6682 | 0.18137 | 0.43529 | 0.43529 | 0.43529 | 0.43529 | 0 | 0
2014-07-01 09:00 | 9 | 6.56% | 1.0278 | 1.0278 | 15.6682 | 15.6682 | 0.30637 | 0.73529 | 0.73529 | 0.73529 | 0.73529 | 0 | 0
2014-07-01 10:00 | 10 | 4.92% | 0.77088 | 0.77088 | 15.6682 | 15.6682 | 0.37794 | 0.90706 | 0.90706 | 0.77088 | 0.77088 | 0.13618 | 0.13618
2014-07-01 11:00 | 11 | 3.28% | 0.51392 | 0.51392 | 15.6682 | 15.6682 | 0.37353 | 0.89647 | 0.89647 | 0.51392 | 0.51392 | 0.38255 | 0.38255
2014-07-01 12:00 | 12 | 3.28% | 0.51392 | 0.51392 | 15.6682 | 15.6682 | 0.36422 | 0.87412 | 0.87412 | 0.51392 | 0.51392 | 0.3602 | 0.3602
2014-07-01 13:00 | 13 | 3.28% | 0.51392 | 0.51392 | 15.6682 | 15.6682 | 0.42794 | 1.0271 | 1.0271 | 0.51392 | 0.51392 | 0.51314 | 0.51314
2014-07-01 14:00 | 14 | 3.28% | 0.51392 | 0.51392 | 15.6682 | 15.6682 | 0.36667 | 0.88 | 0.88 | 0.51392 | 0.51392 | 0.36608 | 0.36608
2014-07-01 15:00 | 15 | 3.28% | 0.51392 | 0.51392 | 15.6682 | 15.6682 | 0.35392 | 0.84941 | 0.84941 | 0.51392 | 0.51392 | 0.33549 | 0.33549
2014-07-01 16:00 | 16 | 3.28% | 0.51392 | 0.51392 | 15.6682 | 15.6682 | 0.23824 | 0.57176 | 0.57176 | 0.51392 | 0.51392 | 0.057848 | 0.057848
2014-07-01 17:00 | 17 | 4.92% | 0.77088 | 0.77088 | 15.6682 | 15.6682 | 0.20098 | 0.48235 | 0.48235 | 0.48235 | 0.48235 | 0 | 0
2014-07-01 18:00 | 18 | 6.56% | 1.0278 | 1.0278 | 15.6682 | 15.6682 | 0.10343 | 0.24824 | 0.24824 | 0.24824 | 0.24824 | 0 | 0
2014-07-01 19:00 | 19 | 9.84% | 1.5418 | 1.5418 | 15.6682 | 15.6682 | 0.062255 | 0.14941 | 0.14941 | 0.14941 | 0.14941 | 0 | 0
2014-07-01 20:00 | 20 | 8.2% | 1.2848 | 1.2848 | 15.6682 | 15.6682 | 0.037255 | 0.089412 | 0.089412 | 0.089412 | 0.089412 | 0 | 0
2014-07-01 21:00 | 21 | 6.56% | 1.0278 | 1.0278 | 15.6682 | 15.6682 | 0.013235 | 0.031765 | 0.031765 | 0.031765 | 0.031765 | 0 | 0
2014-07-01 22:00 | 22 | 4.92% | 0.77088 | 0.77088 | 15.6682 | 15.6682 | 0.0019608 | 0.0047059 | 0.0047059 | 0.0047059 | 0.0047059 | 0 | 0
2014-07-01 23:00 | 23 | 3.28% | 0.51392 | 0.51392 | 15.6682 | 15.6682 | 0 | 0 | 0 | 0 | 0 | 0 | 0
2014-07-02 | 24 | 1.64% | 0.25696 | 0.25696 | 15.6682 | 15.6682 | 0 | 0 | 0 | 0 | 0 | 0 | 0
2014-07-02 01:00 | 1 | 1.64% | 0.25696 | 0.25696 | 15.6682 | 15.6682 | 0 | 0 | 0 | 0 | 0 | 0 | 0
2014-07-02 02:00 | 2 | 1.64% | 0.25696 | 0.25696 | 15.6682 | 15.6682 | 0 | 0 | 0 | 0 | 0 | 0 | 0
2014-07-02 03:00 | 3 | 1.64% | 0.25696 | 0.25696 | 15.6682 | 15.6682 | 0 | 0 | 0 | 0 | 0 | 0 | 0
2014-07-02 04:00 | 4 | 1.64% | 0.25696 | 0.25696 | 15.6682 | 15.6682 | 0.0034314 | 0.0082353 | 0.0082353 | 0.0082353 | 0.0082353 | 0 | 0
2014-07-02 05:00 | 5 | 1.64% | 0.25696 | 0.25696 | 15.6682 | 15.6682 | 0.022549 | 0.054118 | 0.054118 | 0.054118 | 0.054118 | 0 | 0
2014-07-02 06:00 | 6 | 3.28% | 0.51392 | 0.51392 | 15.6682 | 15.6682 | 0.081863 | 0.19647 | 0.19647 | 0.19647 | 0.19647 | 0 | 0
2014-07-02 07:00 | 7 | 4.92% | 0.77088 | 0.77088 | 15.6682 | 15.6682 | 0.20049 | 0.48118 | 0.48118 | 0.48118 | 0.48118 | 0 | 0
2014-07-02 08:00 | 8 | 6.56% | 1.0278 | 1.0278 | 15.6682 | 15.6682 | 0.25539 | 0.61294 | 0.61294 | 0.61294 | 0.61294 | 0 | 0
2014-07-02 09:00 | 9 | 6.56% | 1.0278 | 1.0278 | 15.6682 | 15.6682 | 0.38725 | 0.92941 | 0.92941 | 0.92941 | 0.92941 | 0 | 0
2014-07-02 10:00 | 10 | 4.92% | 0.77088 | 0.77088 | 15.6682 | 15.6682 | 0.53382 | 1.2812 | 1.2812 | 0.77088 | 0.77088 | 0.5103 | 0.5103
2014-07-02 11:00 | 11 | 3.28% | 0.51392 | 0.51392 | 15.6682 | 15.6682 | 0.51127 | 1.2271 | 1.2271 | 0.51392 | 0.51392 | 0.71314 | 0.71314
2014-07-02 12:00 | 12 | 3.28% | 0.51392 | 0.51392 | 15.6682 | 15.6682 | 0.43971 | 1.0553 | 1.0553 | 0.51392 | 0.51392 | 0.54138 | 0.54138
2014-07-02 13:00 | 13 | 3.28% | 0.51392 | 0.51392 | 15.6682 | 15.6682 | 0.54461 | 1.3071 | 1.3071 | 0.51392 | 0.51392 | 0.79314 | 0.79314
2014-07-02 14:00 | 14 | 3.28% | 0.51392 | 0.51392 | 15.6682 | 15.6682 | 0.55196 | 1.3247 | 1.3247 | 0.51392 | 0.51392 | 0.81079 | 0.81079
2014-07-02 15:00 | 15 | 3.28% | 0.51392 | 0.51392 | 15.6682 | 15.6682 | 0.57451 | 1.3788 | 1.3788 | 0.51392 | 0.51392 | 0.86491 | 0.86491
2014-07-02 16:00 | 16 | 3.28% | 0.51392 | 0.51392 | 15.6682 | 15.6682 | 0.37059 | 0.88941 | 0.88941 | 0.51392 | 0.51392 | 0.37549 | 0.37549
2014-07-02 17:00 | 17 | 4.92% | 0.77088 | 0.77088 | 15.6682 | 15.6682 | 0.18382 | 0.44118 | 0.44118 | 0.44118 | 0.44118 | 0 | 0
2014-07-02 18:00 | 18 | 6.56% | 1.0278 | 1.0278 | 15.6682 | 15.6682 | 0.11127 | 0.26706 | 0.26706 | 0.26706 | 0.26706 | 0 | 0
2014-07-02 19:00 | 19 | 9.84% | 1.5418 | 1.5418 | 15.6682 | 15.6682 | 0.054902 | 0.13176 | 0.13176 | 0.13176 | 0.13176 | 0 | 0
2014-07-02 20:00 | 20 | 8.2% | 1.2848 | 1.2848 | 15.6682 | 15.6682 | 0.037255 | 0.089412 | 0.089412 | 0.089412 | 0.089412 | 0 | 0
2014-07-02 21:00 | 21 | 6.56% | 1.0278 | 1.0278 | 15.6682 | 15.6682 | 0.012255 | 0.029412 | 0.029412 | 0.029412 | 0.029412 | 0 | 0
2014-07-02 22:00 | 22 | 4.92% | 0.77088 | 0.77088 | 15.6682 | 15.6682 | 0.002451 | 0.0058824 | 0.0058824 | 0.0058824 | 0.0058824 | 0 | 0
2014-07-02 23:00 | 23 | 3.28% | 0.51392 | 0.51392 | 15.6682 | 15.6682 | 0 | 0 | 0 | 0 | 0 | 0 | 0
2014-07-03 | 24 | 1.64% | 0.25696 | 0.25696 | 15.6682 | 15.6682 | 0 | 0 | 0 | 0 | 0 | 0 | 0
2014-07-03 01:00 | 1 | 1.64% | 0.25696 | 0.25696 | 15.6682 | 15.6682 | 0 | 0 | 0 | 0 | 0 | 0 | 0
2014-07-03 02:00 | 2 | 1.64% | 0.25696 | 0.25696 | 15.6682 | 15.6682 | 0 | 0 | 0 | 0 | 0 | 0 | 0
2014-07-03 03:00 | 3 | 1.64% | 0.25696 | 0.25696 | 15.6682 | 15.6682 | 0 | 0 | 0 | 0 | 0 | 0 | 0
2014-07-03 04:00 | 4 | 1.64% | 0.25696 | 0.25696 | 15.6682 | 15.6682 | 0.0093137 | 0.022353 | 0.022353 | 0.022353 | 0.022353 | 0 | 0
2014-07-03 05:00 | 5 | 1.64% | 0.25696 | 0.25696 | 15.6682 | 15.6682 | 0.02598 | 0.062353 | 0.062353 | 0.062353 | 0.062353 | 0 | 0
2014-07-03 06:00 | 6 | 3.28% | 0.51392 | 0.51392 | 15.6682 | 15.6682 | 0.060294 | 0.14471 | 0.14471 | 0.14471 | 0.14471 | 0 | 0
2014-07-03 07:00 | 7 | 4.92% | 0.77088 | 0.77088 | 15.6682 | 15.6682 | 0.15441 | 0.37059 | 0.37059 | 0.37059 | 0.37059 | 0 | 0
2014-07-03 08:00 | 8 | 6.56% | 1.0278 | 1.0278 | 15.6682 | 15.6682 | 0.30147 | 0.72353 | 0.72353 | 0.72353 | 0.72353 | 0 | 0
2014-07-03 09:00 | 9 | 6.56% | 1.0278 | 1.0278 | 15.6682 | 15.6682 | 0.47402 | 1.1376 | 1.1376 | 1.0278 | 1.0278 | 0.10981 | 0.10981
2014-07-03 10:00 | 10 | 4.92% | 0.77088 | 0.77088 | 15.6682 | 15.6682 | 0.45294 | 1.0871 | 1.0871 | 0.77088 | 0.77088 | 0.31618 | 0.31618
2014-07-03 11:00 | 11 | 3.28% | 0.51392 | 0.51392 | 15.6682 | 15.6682 | 0.54804 | 1.3153 | 1.3153 | 0.51392 | 0.51392 | 0.80138 | 0.80138
2014-07-03 12:00 | 12 | 3.28% | 0.51392 | 0.51392 | 15.6682 | 15.6682 | 0.67647 | 1.6235 | 1.6235 | 0.51392 | 0.51392 | 1.1096 | 1.1096
2014-07-03 13:00 | 13 | 3.28% | 0.51392 | 0.51392 | 15.6682 | 15.6682 | 0.61373 | 1.4729 | 1.4729 | 0.51392 | 0.51392 | 0.95902 | 0.95902
2014-07-03 14:00 | 14 | 3.28% | 0.51392 | 0.51392 | 15.6682 | 15.6682 | 0.50784 | 1.2188 | 1.2188 | 0.51392 | 0.51392 | 0.70491 | 0.70491
2014-07-03 15:00 | 15 | 3.28% | 0.51392 | 0.51392 | 15.6682 | 15.6682 | 0.3402 | 0.81647 | 0.81647 | 0.51392 | 0.51392 | 0.30255 | 0.30255
2014-07-03 16:00 | 16 | 3.28% | 0.51392 | 0.51392 | 15.6682 | 15.6682 | 0.27745 | 0.66588 | 0.66588 | 0.51392 | 0.51392 | 0.15197 | 0.15197
2014-07-03 17:00 | 17 | 4.92% | 0.77088 | 0.77088 | 15.6682 | 15.6682 | 0.18382 | 0.44118 | 0.44118 | 0.44118 | 0.44118 | 0 | 0
2014-07-03 18:00 | 18 | 6.56% | 1.0278 | 1.0278 | 15.6682 | 15.6682 | 0.12549 | 0.30118 | 0.30118 | 0.30118 | 0.30118 | 0 | 0
2014-07-03 19:00 | 19 | 9.84% | 1.5418 | 1.5418 | 15.6682 | 15.6682 | 0.065686 | 0.15765 | 0.15765 | 0.15765 | 0.15765 | 0 | 0
2014-07-03 20:00 | 20 | 8.2% | 1.2848 | 1.2848 | 15.6682 | 15.6682 | 0.028431 | 0.068235 | 0.068235 | 0.068235 | 0.068235 | 0 | 0
2014-07-03 21:00 | 21 | 6.56% | 1.0278 | 1.0278 | 15.6682 | 15.6682 | 0.0078431 | 0.018824 | 0.018824 | 0.018824 | 0.018824 | 0 | 0
2014-07-03 22:00 | 22 | 4.92% | 0.77088 | 0.77088 | 15.6682 | 15.6682 | 0.00098039 | 0.0023529 | 0.0023529 | 0.0023529 | 0.0023529 | 0 | 0
2014-07-03 23:00 | 23 | 3.28% | 0.51392 | 0.51392 | 15.6682 | 15.6682 | 0 | 0 | 0 | 0 | 0 | 0 | 0
2014-07-04 | 24 | 1.64% | 0.25696 | 0.25696 | 15.6682 | 15.6682 | 0 | 0 | 0 | 0 | 0 | 0 | 0
2014-07-04 01:00 | 1 | 1.64% | 0.25696 | 0.25696 | 15.6682 | 15.6682 | 0 | 0 | 0 | 0 | 0 | 0 | 0
2014-07-04 02:00 | 2 | 1.64% | 0.25696 | 0.25696 | 15.6682 | 15.6682 | 0 | 0 | 0 | 0 | 0 | 0 | 0
2014-07-04 03:00 | 3 | 1.64% | 0.25696 | 0.25696 | 15.6682 | 15.6682 | 0 | 0 | 0 | 0 | 0 | 0 | 0
2014-07-04 04:00 | 4 | 1.64% | 0.25696 | 0.25696 | 15.6682 | 15.6682 | 0.0058824 | 0.014118 | 0.014118 | 0.014118 | 0.014118 | 0 | 0
2014-07-04 05:00 | 5 | 1.64% | 0.25696 | 0.25696 | 15.6682 | 15.6682 | 0.031863 | 0.076471 | 0.076471 | 0.076471 | 0.076471 | 0 | 0
2014-07-04 06:00 | 6 | 3.28% | 0.51392 | 0.51392 | 15.6682 | 15.6682 | 0.087255 | 0.20941 | 0.20941 | 0.20941 | 0.20941 | 0 | 0
2014-07-04 07:00 | 7 | 4.92% | 0.77088 | 0.77088 | 15.6682 | 15.6682 | 0.16863 | 0.40471 | 0.40471 | 0.40471 | 0.40471 | 0 | 0
2014-07-04 08:00 | 8 | 6.56% | 1.0278 | 1.0278 | 15.6682 | 15.6682 | 0.34755 | 0.83412 | 0.83412 | 0.83412 | 0.83412 | 0 | 0
2014-07-04 09:00 | 9 | 6.56% | 1.0278 | 1.0278 | 15.6682 | 15.6682 | 0.51471 | 1.2353 | 1.2353 | 1.0278 | 1.0278 | 0.20746 | 0.20746
2014-07-04 10:00 | 10 | 4.92% | 0.77088 | 0.77088 | 15.6682 | 15.6682 | 0.525 | 1.26 | 1.26 | 0.77088 | 0.77088 | 0.48912 | 0.48912
2014-07-04 11:00 | 11 | 3.28% | 0.51392 | 0.51392 | 15.6682 | 15.6682 | 0.56667 | 1.36 | 1.36 | 0.51392 | 0.51392 | 0.84608 | 0.84608
2014-07-04 12:00 | 12 | 3.28% | 0.51392 | 0.51392 | 15.6682 | 15.6682 | 0.52745 | 1.2659 | 1.2659 | 0.51392 | 0.51392 | 0.75197 | 0.75197
2014-07-04 13:00 | 13 | 3.28% | 0.51392 | 0.51392 | 15.6682 | 15.6682 | 0.47843 | 1.1482 | 1.1482 | 0.51392 | 0.51392 | 0.63432 | 0.63432
2014-07-04 14:00 | 14 | 3.28% | 0.51392 | 0.51392 | 15.6682 | 15.6682 | 0.45049 | 1.0812 | 1.0812 | 0.51392 | 0.51392 | 0.56726 | 0.56726
2014-07-04 15:00 | 15 | 3.28% | 0.51392 | 0.51392 | 15.6682 | 15.6682 | 0.41618 | 0.99882 | 0.99882 | 0.51392 | 0.51392 | 0.48491 | 0.48491
2014-07-04 16:00 | 16 | 3.28% | 0.51392 | 0.51392 | 15.6682 | 15.6682 | 0.41716 | 1.0012 | 1.0012 | 0.51392 | 0.51392 | 0.48726 | 0.48726
2014-07-04 17:00 | 17 | 4.92% | 0.77088 | 0.77088 | 15.6682 | 15.6682 | 0.24412 | 0.58588 | 0.58588 | 0.58588 | 0.58588 | 0 | 0
2014-07-04 18:00 | 18 | 6.56% | 1.0278 | 1.0278 | 15.6682 | 15.6682 | 0.09951 | 0.23882 | 0.23882 | 0.23882 | 0.23882 | 0 | 0
2014-07-04 19:00 | 19 | 9.84% | 1.5418 | 1.5418 | 15.6682 | 15.6682 | 0.05049 | 0.12118 | 0.12118 | 0.12118 | 0.12118 | 0 | 0
2014-07-04 20:00 | 20 | 8.2% | 1.2848 | 1.2848 | 15.6682 | 15.6682 | 0.026471 | 0.063529 | 0.063529 | 0.063529 | 0.063529 | 0 | 0
2014-07-04 21:00 | 21 | 6.56% | 1.0278 | 1.0278 | 15.6682 | 15.6682 | 0.010294 | 0.024706 | 0.024706 | 0.024706 | 0.024706 | 0 | 0
2014-07-04 22:00 | 22 | 4.92% | 0.77088 | 0.77088 | 15.6682 | 15.6682 | 0.0019608 | 0.0047059 | 0.0047059 | 0.0047059 | 0.0047059 | 0 | 0
2014-07-04 23:00 | 23 | 3.28% | 0.51392 | 0.51392 | 15.6682 | 15.6682 | 0.0004902 | 0.0011765 | 0.0011765 | 0.0011765 | 0.0011765 | 0 | 0
2014-07-05 | 24 | 1.64% | 0.25696 | 0.25696 | 15.6682 | 15.6682 | 0 | 0 | 0 | 0 | 0 | 0 | 0
2014-07-05 01:00 | 1 | 1.64% | 0.25696 | 0.25696 | 15.6682 | 15.6682 | 0 | 0 | 0 | 0 | 0 | 0 | 0
2014-07-05 02:00 | 2 | 1.64% | 0.25696 | 0.25696 | 15.6682 | 15.6682 | 0 | 0 | 0 | 0 | 0 | 0 | 0
2014-07-05 03:00 | 3 | 1.64% | 0.25696 | 0.25696 | 15.6682 | 15.6682 | 0 | 0 | 0 | 0 | 0 | 0 | 0
2014-07-05 04:00 | 4 | 1.64% | 0.25696 | 0.25696 | 15.6682 | 15.6682 | 0.0053922 | 0.012941 | 0.012941 | 0.012941 | 0.012941 | 0 | 0
2014-07-05 05:00 | 5 | 1.64% | 0.25696 | 0.25696 | 15.6682 | 15.6682 | 0.034314 | 0.082353 | 0.082353 | 0.082353 | 0.082353 | 0 | 0
2014-07-05 06:00 | 6 | 3.28% | 0.51392 | 0.51392 | 15.6682 | 15.6682 | 0.125 | 0.3 | 0.3 | 0.3 | 0.3 | 0 | 0
2014-07-05 07:00 | 7 | 4.92% | 0.77088 | 0.77088 | 15.6682 | 15.6682 | 0.26667 | 0.64 | 0.64 | 0.64 | 0.64 | 0 | 0
2014-07-05 08:00 | 8 | 6.56% | 1.0278 | 1.0278 | 15.6682 | 15.6682 | 0.37206 | 0.89294 | 0.89294 | 0.89294 | 0.89294 | 0 | 0
2014-07-05 09:00 | 9 | 6.56% | 1.0278 | 1.0278 | 15.6682 | 15.6682 | 0.51912 | 1.2459 | 1.2459 | 1.0278 | 1.0278 | 0.21805 | 0.21805
2014-07-05 10:00 | 10 | 4.92% | 0.77088 | 0.77088 | 15.6682 | 15.6682 | 0.55245 | 1.3259 | 1.3259 | 0.77088 | 0.77088 | 0.55501 | 0.55501
2014-07-05 11:00 | 11 | 3.28% | 0.51392 | 0.51392 | 15.6682 | 15.6682 | 0.60833 | 1.46 | 1.46 | 0.51392 | 0.51392 | 0.94608 | 0.94608
2014-07-05 12:00 | 12 | 3.28% | 0.51392 | 0.51392 | 15.6682 | 15.6682 | 0.60098 | 1.4424 | 1.4424 | 0.51392 | 0.51392 | 0.92844 | 0.92844
2014-07-05 13:00 | 13 | 3.28% | 0.51392 | 0.51392 | 15.6682 | 15.6682 | 0.6652 | 1.5965 | 1.5965 | 0.51392 | 0.51392 | 1.0826 | 1.0826
2014-07-05 14:00 | 14 | 3.28% | 0.51392 | 0.51392 | 15.6682 | 15.6682 | 0.55882 | 1.3412 | 1.3412 | 0.51392 | 0.51392 | 0.82726 | 0.82726
2014-07-05 15:00 | 15 | 3.28% | 0.51392 | 0.51392 | 15.6682 | 15.6682 | 0.56569 | 1.3576 | 1.3576 | 0.51392 | 0.51392 | 0.84373 | 0.84373
2014-07-05 16:00 | 16 | 3.28% | 0.51392 | 0.51392 | 15.6682 | 15.6682 | 0.35833 | 0.86 | 0.86 | 0.51392 | 0.51392 | 0.34608 | 0.34608
2014-07-05 17:00 | 17 | 4.92% | 0.77088 | 0.77088 | 15.6682 | 15.6682 | 0.24951 | 0.59882 | 0.59882 | 0.59882 | 0.59882 | 0 | 0
2014-07-05 18:00 | 18 | 6.56% | 1.0278 | 1.0278 | 15.6682 | 15.6682 | 0.11912 | 0.28588 | 0.28588 | 0.28588 | 0.28588 | 0 | 0
2014-07-05 19:00 | 19 | 9.84% | 1.5418 | 1.5418 | 15.6682 | 15.6682 | 0.066176 | 0.15882 | 0.15882 | 0.15882 | 0.15882 | 0 | 0
2014-07-05 20:00 | 20 | 8.2% | 1.2848 | 1.2848 | 15.6682 | 15.6682 | 0.036765 | 0.088235 | 0.088235 | 0.088235 | 0.088235 | 0 | 0
2014-07-05 21:00 | 21 | 6.56% | 1.0278 | 1.0278 | 15.6682 | 15.6682 | 0.013725 | 0.032941 | 0.032941 | 0.032941 | 0.032941 | 0 | 0
2014-07-05 22:00 | 22 | 4.92% | 0.77088 | 0.77088 | 15.6682 | 15.6682 | 0.0014706 | 0.0035294 | 0.0035294 | 0.0035294 | 0.0035294 | 0 | 0
2014-07-05 23:00 | 23 | 3.28% | 0.51392 | 0.51392 | 15.6682 | 15.6682 | 0 | 0 | 0 | 0 | 0 | 0 | 0
2014-07-06 | 24 | 1.64% | 0.25696 | 0.25696 | 15.6682 | 15.6682 | 0 | 0 | 0 | 0 | 0 | 0 | 0
2014-07-06 01:00 | 1 | 1.64% | 0.25696 | 0.25696 | 15.6682 | 15.6682 | 0 | 0 | 0 | 0 | 0 | 0 | 0
2014-07-06 02:00 | 2 | 1.64% | 0.25696 | 0.25696 | 15.6682 | 15.6682 | 0 | 0 | 0 | 0 | 0 | 0 | 0
2014-07-06 03:00 | 3 | 1.64% | 0.25696 | 0.25696 | 15.6682 | 15.6682 | 0 | 0 | 0 | 0 | 0 | 0 | 0
2014-07-06 04:00 | 4 | 1.64% | 0.25696 | 0.25696 | 15.6682 | 15.6682 | 0.0053922 | 0.012941 | 0.012941 | 0.012941 | 0.012941 | 0 | 0
2014-07-06 05:00 | 5 | 1.64% | 0.25696 | 0.25696 | 15.6682 | 15.6682 | 0.029412 | 0.070588 | 0.070588 | 0.070588 | 0.070588 | 0 | 0
2014-07-06 06:00 | 6 | 3.28% | 0.51392 | 0.51392 | 15.6682 | 15.6682 | 0.11176 | 0.26824 | 0.26824 | 0.26824 | 0.26824 | 0 | 0
2014-07-06 07:00 | 7 | 4.92% | 0.77088 | 0.77088 | 15.6682 | 15.6682 | 0.2451 | 0.58824 | 0.58824 | 0.58824 | 0.58824 | 0 | 0
2014-07-06 08:00 | 8 | 6.56% | 1.0278 | 1.0278 | 15.6682 | 15.6682 | 0.38676 | 0.92824 | 0.92824 | 0.92824 | 0.92824 | 0 | 0
2014-07-06 09:00 | 9 | 6.56% | 1.0278 | 1.0278 | 15.6682 | 15.6682 | 0.54951 | 1.3188 | 1.3188 | 1.0278 | 1.0278 | 0.29099 | 0.29099
2014-07-06 10:00 | 10 | 4.92% | 0.77088 | 0.77088 | 15.6682 | 15.6682 | 0.6451 | 1.5482 | 1.5482 | 0.77088 | 0.77088 | 0.77736 | 0.77736
2014-07-06 11:00 | 11 | 3.28% | 0.51392 | 0.51392 | 15.6682 | 15.6682 | 0.58971 | 1.4153 | 1.4153 | 0.51392 | 0.51392 | 0.90138 | 0.90138
2014-07-06 12:00 | 12 | 3.28% | 0.51392 | 0.51392 | 15.6682 | 15.6682 | 0.60539 | 1.4529 | 1.4529 | 0.51392 | 0.51392 | 0.93902 | 0.93902
2014-07-06 13:00 | 13 | 3.28% | 0.51392 | 0.51392 | 15.6682 | 15.6682 | 0.59951 | 1.4388 | 1.4388 | 0.51392 | 0.51392 | 0.92491 | 0.92491
2014-07-06 14:00 | 14 | 3.28% | 0.51392 | 0.51392 | 15.6682 | 15.6682 | 0.44951 | 1.0788 | 1.0788 | 0.51392 | 0.51392 | 0.56491 | 0.56491
2014-07-06 15:00 | 15 | 3.28% | 0.51392 | 0.51392 | 15.6682 | 15.6682 | 0.47843 | 1.1482 | 1.1482 | 0.51392 | 0.51392 | 0.63432 | 0.63432
2014-07-06 16:00 | 16 | 3.28% | 0.51392 | 0.51392 | 15.6682 | 15.6682 | 0.35392 | 0.84941 | 0.84941 | 0.51392 | 0.51392 | 0.33549 | 0.33549
2014-07-06 17:00 | 17 | 4.92% | 0.77088 | 0.77088 | 15.6682 | 15.6682 | 0.18088 | 0.43412 | 0.43412 | 0.43412 | 0.43412 | 0 | 0
2014-07-06 18:00 | 18 | 6.56% | 1.0278 | 1.0278 | 15.6682 | 15.6682 | 0.10686 | 0.25647 | 0.25647 | 0.25647 | 0.25647 | 0 | 0
2014-07-06 19:00 | 19 | 9.84% | 1.5418 | 1.5418 | 15.6682 | 15.6682 | 0.064216 | 0.15412 | 0.15412 | 0.15412 | 0.15412 | 0 | 0
2014-07-06 20:00 | 20 | 8.2% | 1.2848 | 1.2848 | 15.6682 | 15.6682 | 0.026961 | 0.064706 | 0.064706 | 0.064706 | 0.064706 | 0 | 0
2014-07-06 21:00 | 21 | 6.56% | 1.0278 | 1.0278 | 15.6682 | 15.6682 | 0.0053922 | 0.012941 | 0.012941 | 0.012941 | 0.012941 | 0 | 0
2014-07-06 22:00 | 22 | 4.92% | 0.77088 | 0.77088 | 15.6682 | 15.6682 | 0.0014706 | 0.0035294 | 0.0035294 | 0.0035294 | 0.0035294 | 0 | 0
2014-07-06 23:00 | 23 | 3.28% | 0.51392 | 0.51392 | 15.6682 | 15.6682 | 0 | 0 | 0 | 0 | 0 | 0 | 0
2014-07-07 | 24 | 1.64% | 0.25696 | 0.25696 | 15.6682 | 15.6682 | 0 | 0 | 0 | 0 | 0 | 0 | 0
2014-07-07 01:00 | 1 | 1.64% | 0.25696 | 0.25696 | 15.6682 | 15.6682 | 0 | 0 | 0 | 0 | 0 | 0 | 0
2014-07-07 02:00 | 2 | 1.64% | 0.25696 | 0.25696 | 15.6682 | 15.6682 | 0 | 0 | 0 | 0 | 0 | 0 | 0
2014-07-07 03:00 | 3 | 1.64% | 0.25696 | 0.25696 | 15.6682 | 15.6682 | 0 | 0 | 0 | 0 | 0 | 0 | 0
2014-07-07 04:00 | 4 | 1.64% | 0.25696 | 0.25696 | 15.6682 | 15.6682 | 0.0039216 | 0.0094118 | 0.0094118 | 0.0094118 | 0.0094118 | 0 | 0
2014-07-07 05:00 | 5 | 1.64% | 0.25696 | 0.25696 | 15.6682 | 15.6682 | 0.017157 | 0.041176 | 0.041176 | 0.041176 | 0.041176 | 0 | 0
2014-07-07 06:00 | 6 | 3.28% | 0.51392 | 0.51392 | 15.6682 | 15.6682 | 0.082843 | 0.19882 | 0.19882 | 0.19882 | 0.19882 | 0 | 0
2014-07-07 07:00 | 7 | 4.92% | 0.77088 | 0.77088 | 15.6682 | 15.6682 | 0.20392 | 0.48941 | 0.48941 | 0.48941 | 0.48941 | 0 | 0
2014-07-07 08:00 | 8 | 6.56% | 1.0278 | 1.0278 | 15.6682 | 15.6682 | 0.36961 | 0.88706 | 0.88706 | 0.88706 | 0.88706 | 0 | 0
2014-07-07 09:00 | 9 | 6.56% | 1.0278 | 1.0278 | 15.6682 | 15.6682 | 0.49314 | 1.1835 | 1.1835 | 1.0278 | 1.0278 | 0.1557 | 0.1557
2014-07-07 10:00 | 10 | 4.92% | 0.77088 | 0.77088 | 15.6682 | 15.6682 | 0.475 | 1.14 | 1.14 | 0.77088 | 0.77088 | 0.36912 | 0.36912
2014-07-07 11:00 | 11 | 3.28% | 0.51392 | 0.51392 | 15.6682 | 15.6682 | 0.59951 | 1.4388 | 1.4388 | 0.51392 | 0.51392 | 0.92491 | 0.92491
2014-07-07 12:00 | 12 | 3.28% | 0.51392 | 0.51392 | 15.6682 | 15.6682 | 0.5902 | 1.4165 | 1.4165 | 0.51392 | 0.51392 | 0.90255 | 0.90255
2014-07-07 13:00 | 13 | 3.28% | 0.51392 | 0.51392 | 15.6682 | 15.6682 | 0.53922 | 1.2941 | 1.2941 | 0.51392 | 0.51392 | 0.7802 | 0.7802
2014-07-07 14:00 | 14 | 3.28% | 0.51392 | 0.51392 | 15.6682 | 15.6682 | 0.50294 | 1.2071 | 1.2071 | 0.51392 | 0.51392 | 0.69314 | 0.69314
2014-07-07 15:00 | 15 | 3.28% | 0.51392 | 0.51392 | 15.6682 | 15.6682 | 0.53284 | 1.2788 | 1.2788 | 0.51392 | 0.51392 | 0.76491 | 0.76491
2014-07-07 16:00 | 16 | 3.28% | 0.51392 | 0.51392 | 15.6682 | 15.6682 | 0.42402 | 1.0176 | 1.0176 | 0.51392 | 0.51392 | 0.50373 | 0.50373
2014-07-07 17:00 | 17 | 4.92% | 0.77088 | 0.77088 | 15.6682 | 15.6682 | 0.23333 | 0.56 | 0.56 | 0.56 | 0.56 | 0 | 0
2014-07-07 18:00 | 18 | 6.56% | 1.0278 | 1.0278 | 15.6682 | 15.6682 | 0.095588 | 0.22941 | 0.22941 | 0.22941 | 0.22941 | 0 | 0
2014-07-07 19:00 | 19 | 9.84% | 1.5418 | 1.5418 | 15.6682 | 15.6682 | 0.042157 | 0.10118 | 0.10118 | 0.10118 | 0.10118 | 0 | 0
2014-07-07 20:00 | 20 | 8.2% | 1.2848 | 1.2848 | 15.6682 | 15.6682 | 0.020588 | 0.049412 | 0.049412 | 0.049412 | 0.049412 | 0 | 0
2014-07-07 21:00 | 21 | 6.56% | 1.0278 | 1.0278 | 15.6682 | 15.6682 | 0.0078431 | 0.018824 | 0.018824 | 0.018824 | 0.018824 | 0 | 0
2014-07-07 22:00 | 22 | 4.92% | 0.77088 | 0.77088 | 15.6682 | 15.6682 | 0.00098039 | 0.0023529 | 0.0023529 | 0.0023529 | 0.0023529 | 0 | 0
2014-07-07 23:00 | 23 | 3.28% | 0.51392 | 0.51392 | 15.6682 | 15.6682 | 0 | 0 | 0 | 0 | 0 | 0 | 0
2014-07-08 | 24 | 1.64% | 0.25696 | 0.25696 | 15.6682 | 15.6682 | 0 | 0 | 0 | 0 | 0 | 0 | 0
2014-07-08 01:00 | 1 | 1.64% | 0.25696 | 0.25696 | 15.6682 | 15.6682 | 0 | 0 | 0 | 0 | 0 | 0 | 0
2014-07-08 02:00 | 2 | 1.64% | 0.25696 | 0.25696 | 15.6682 | 15.6682 | 0 | 0 | 0 | 0 | 0 | 0 | 0
2014-07-08 03:00 | 3 | 1.64% | 0.25696 | 0.25696 | 15.6682 | 15.6682 | 0 | 0 | 0 | 0 | 0 | 0 | 0
2014-07-08 04:00 | 4 | 1.64% | 0.25696 | 0.25696 | 15.6682 | 15.6682 | 0.0029412 | 0.0070588 | 0.0070588 | 0.0070588 | 0.0070588 | 0 | 0
2014-07-08 05:00 | 5 | 1.64% | 0.25696 | 0.25696 | 15.6682 | 15.6682 | 0.020588 | 0.049412 | 0.049412 | 0.049412 | 0.049412 | 0 | 0
2014-07-08 06:00 | 6 | 3.28% | 0.51392 | 0.51392 | 15.6682 | 15.6682 | 0.087745 | 0.21059 | 0.21059 | 0.21059 | 0.21059 | 0 | 0
2014-07-08 07:00 | 7 | 4.92% | 0.77088 | 0.77088 | 15.6682 | 15.6682 | 0.19706 | 0.47294 | 0.47294 | 0.47294 | 0.47294 | 0 | 0
2014-07-08 08:00 | 8 | 6.56% | 1.0278 | 1.0278 | 15.6682 | 15.6682 | 0.33333 | 0.8 | 0.8 | 0.8 | 0.8 | 0 | 0
2014-07-08 09:00 | 9 | 6.56% | 1.0278 | 1.0278 | 15.6682 | 15.6682 | 0.52402 | 1.2576 | 1.2576 | 1.0278 | 1.0278 | 0.22981 | 0.22981
2014-07-08 10:00 | 10 | 4.92% | 0.77088 | 0.77088 | 15.6682 | 15.6682 | 0.61471 | 1.4753 | 1.4753 | 0.77088 | 0.77088 | 0.70442 | 0.70442
2014-07-08 11:00 | 11 | 3.28% | 0.51392 | 0.51392 | 15.6682 | 15.6682 | 0.72255 | 1.7341 | 1.7341 | 0.51392 | 0.51392 | 1.2202 | 1.2202
2014-07-08 12:00 | 12 | 3.28% | 0.51392 | 0.51392 | 15.6682 | 15.6682 | 0.71618 | 1.7188 | 1.7188 | 0.51392 | 0.51392 | 1.2049 | 1.2049
2014-07-08 13:00 | 13 | 3.28% | 0.51392 | 0.51392 | 15.6682 | 15.6682 | 0.56863 | 1.3647 | 1.3647 | 0.51392 | 0.51392 | 0.85079 | 0.85079
2014-07-08 14:00 | 14 | 3.28% | 0.51392 | 0.51392 | 15.6682 | 15.6682 | 0.57892 | 1.3894 | 1.3894 | 0.51392 | 0.51392 | 0.87549 | 0.87549
2014-07-08 15:00 | 15 | 3.28% | 0.51392 | 0.51392 | 15.6682 | 15.6682 | 0.44118 | 1.0588 | 1.0588 | 0.51392 | 0.51392 | 0.54491 | 0.54491
2014-07-08 16:00 | 16 | 3.28% | 0.51392 | 0.51392 | 15.6682 | 15.6682 | 0.28088 | 0.67412 | 0.67412 | 0.51392 | 0.51392 | 0.1602 | 0.1602
2014-07-08 17:00 | 17 | 4.92% | 0.77088 | 0.77088 | 15.6682 | 15.6682 | 0.17598 | 0.42235 | 0.42235 | 0.42235 | 0.42235 | 0 | 0
2014-07-08 18:00 | 18 | 6.56% | 1.0278 | 1.0278 | 15.6682 | 15.6682 | 0.067157 | 0.16118 | 0.16118 | 0.16118 | 0.16118 | 0 | 0
2014-07-08 19:00 | 19 | 9.84% | 1.5418 | 1.5418 | 15.6682 | 15.6682 | 0.065686 | 0.15765 | 0.15765 | 0.15765 | 0.15765 | 0 | 0
2014-07-08 20:00 | 20 | 8.2% | 1.2848 | 1.2848 | 15.6682 | 15.6682 | 0.036275 | 0.087059 | 0.087059 | 0.087059 | 0.087059 | 0 | 0
2014-07-08 21:00 | 21 | 6.56% | 1.0278 | 1.0278 | 15.6682 | 15.6682 | 0.014216 | 0.034118 | 0.034118 | 0.034118 | 0.034118 | 0 | 0
2014-07-08 22:00 | 22 | 4.92% | 0.77088 | 0.77088 | 15.6682 | 15.6682 | 0.0019608 | 0.0047059 | 0.0047059 | 0.0047059 | 0.0047059 | 0 | 0
2014-07-08 23:00 | 23 | 3.28% | 0.51392 | 0.51392 | 15.6682 | 15.6682 | 0 | 0 | 0 | 0 | 0 | 0 | 0
2014-07-09 | 24 | 1.64% | 0.25696 | 0.25696 | 15.6682 | 15.6682 | 0 | 0 | 0 | 0 | 0 | 0 | 0
2014-07-09 01:00 | 1 | 1.64% | 0.25696 | 0.25696 | 15.6682 | 15.6682 | 0 | 0 | 0 | 0 | 0 | 0 | 0
2014-07-09 02:00 | 2 | 1.64% | 0.25696 | 0.25696 | 15.6682 | 15.6682 | 0 | 0 | 0 | 0 | 0 | 0 | 0
2014-07-09 03:00 | 3 | 1.64% | 0.25696 | 0.25696 | 15.6682 | 15.6682 | 0 | 0 | 0 | 0 | 0 | 0 | 0
2014-07-09 04:00 | 4 | 1.64% | 0.25696 | 0.25696 | 15.6682 | 15.6682 | 0.0029412 | 0.0070588 | 0.0070588 | 0.0070588 | 0.0070588 | 0 | 0
2014-07-09 05:00 | 5 | 1.64% | 0.25696 | 0.25696 | 15.6682 | 15.6682 | 0.021078 | 0.050588 | 0.050588 | 0.050588 | 0.050588 | 0 | 0
2014-07-09 06:00 | 6 | 3.28% | 0.51392 | 0.51392 | 15.6682 | 15.6682 | 0.086765 | 0.20824 | 0.20824 | 0.20824 | 0.20824 | 0 | 0
2014-07-09 07:00 | 7 | 4.92% | 0.77088 | 0.77088 | 15.6682 | 15.6682 | 0.21373 | 0.51294 | 0.51294 | 0.51294 | 0.51294 | 0 | 0
2014-07-09 08:00 | 8 | 6.56% | 1.0278 | 1.0278 | 15.6682 | 15.6682 | 0.37059 | 0.88941 | 0.88941 | 0.88941 | 0.88941 | 0 | 0
2014-07-09 09:00 | 9 | 6.56% | 1.0278 | 1.0278 | 15.6682 | 15.6682 | 0.41765 | 1.0024 | 1.0024 | 1.0024 | 1.0024 | 0 | 0
2014-07-09 10:00 | 10 | 4.92% | 0.77088 | 0.77088 | 15.6682 | 15.6682 | 0.40539 | 0.97294 | 0.97294 | 0.77088 | 0.77088 | 0.20207 | 0.20207
2014-07-09 11:00 | 11 | 3.28% | 0.51392 | 0.51392 | 15.6682 | 15.6682 | 0.45196 | 1.0847 | 1.0847 | 0.51392 | 0.51392 | 0.57079 | 0.57079
2014-07-09 12:00 | 12 | 3.28% | 0.51392 | 0.51392 | 15.6682 | 15.6682 | 0.47304 | 1.1353 | 1.1353 | 0.51392 | 0.51392 | 0.62138 | 0.62138
2014-07-09 13:00 | 13 | 3.28% | 0.51392 | 0.51392 | 15.6682 | 15.6682 | 0.38627 | 0.92706 | 0.92706 | 0.51392 | 0.51392 | 0.41314 | 0.41314
2014-07-09 14:00 | 14 | 3.28% | 0.51392 | 0.51392 | 15.6682 | 15.6682 | 0.39363 | 0.94471 | 0.94471 | 0.51392 | 0.51392 | 0.43079 | 0.43079
2014-07-09 15:00 | 15 | 3.28% | 0.51392 | 0.51392 | 15.6682 | 15.6682 | 0.40833 | 0.98 | 0.98 | 0.51392 | 0.51392 | 0.46608 | 0.46608
2014-07-09 16:00 | 16 | 3.28% | 0.51392 | 0.51392 | 15.6682 | 15.6682 | 0.28333 | 0.68 | 0.68 | 0.51392 | 0.51392 | 0.16608 | 0.16608
2014-07-09 17:00 | 17 | 4.92% | 0.77088 | 0.77088 | 15.6682 | 15.6682 | 0.18382 | 0.44118 | 0.44118 | 0.44118 | 0.44118 | 0 | 0
2014-07-09 18:00 | 18 | 6.56% | 1.0278 | 1.0278 | 15.6682 | 15.6682 | 0.097059 | 0.23294 | 0.23294 | 0.23294 | 0.23294 | 0 | 0
2014-07-09 19:00 | 19 | 9.84% | 1.5418 | 1.5418 | 15.6682 | 15.6682 | 0.052941 | 0.12706 | 0.12706 | 0.12706 | 0.12706 | 0 | 0
2014-07-09 20:00 | 20 | 8.2% | 1.2848 | 1.2848 | 15.6682 | 15.6682 | 0.029902 | 0.071765 | 0.071765 | 0.071765 | 0.071765 | 0 | 0
2014-07-09 21:00 | 21 | 6.56% | 1.0278 | 1.0278 | 15.6682 | 15.6682 | 0.0093137 | 0.022353 | 0.022353 | 0.022353 | 0.022353 | 0 | 0
2014-07-09 22:00 | 22 | 4.92% | 0.77088 | 0.77088 | 15.6682 | 15.6682 | 0 | 0 | 0 | 0 | 0 | 0 | 0
2014-07-09 23:00 | 23 | 3.28% | 0.51392 | 0.51392 | 15.6682 | 15.6682 | 0 | 0 | 0 | 0 | 0 | 0 | 0
2014-07-10 | 24 | 1.64% | 0.25696 | 0.25696 | 15.6682 | 15.6682 | 0 | 0 | 0 | 0 | 0 | 0 | 0
2014-07-10 01:00 | 1 | 1.64% | 0.25696 | 0.25696 | 15.6682 | 15.6682 | 0 | 0 | 0 | 0 | 0 | 0 | 0
2014-07-10 02:00 | 2 | 1.64% | 0.25696 | 0.25696 | 15.6682 | 15.6682 | 0 | 0 | 0 | 0 | 0 | 0 | 0
2014-07-10 03:00 | 3 | 1.64% | 0.25696 | 0.25696 | 15.6682 | 15.6682 | 0 | 0 | 0 | 0 | 0 | 0 | 0
2014-07-10 04:00 | 4 | 1.64% | 0.25696 | 0.25696 | 15.6682 | 15.6682 | 0.0014706 | 0.0035294 | 0.0035294 | 0.0035294 | 0.0035294 | 0 | 0
2014-07-10 05:00 | 5 | 1.64% | 0.25696 | 0.25696 | 15.6682 | 15.6682 | 0.010294 | 0.024706 | 0.024706 | 0.024706 | 0.024706 | 0 | 0
2014-07-10 06:00 | 6 | 3.28% | 0.51392 | 0.51392 | 15.6682 | 15.6682 | 0.05098 | 0.12235 | 0.12235 | 0.12235 | 0.12235 | 0 | 0
2014-07-10 07:00 | 7 | 4.92% | 0.77088 | 0.77088 | 15.6682 | 15.6682 | 0.16127 | 0.38706 | 0.38706 | 0.38706 | 0.38706 | 0 | 0
2014-07-10 08:00 | 8 | 6.56% | 1.0278 | 1.0278 | 15.6682 | 15.6682 | 0.23971 | 0.57529 | 0.57529 | 0.57529 | 0.57529 | 0 | 0
2014-07-10 09:00 | 9 | 6.56% | 1.0278 | 1.0278 | 15.6682 | 15.6682 | 0.31422 | 0.75412 | 0.75412 | 0.75412 | 0.75412 | 0 | 0
2014-07-10 10:00 | 10 | 4.92% | 0.77088 | 0.77088 | 15.6682 | 15.6682 | 0.45196 | 1.0847 | 1.0847 | 0.77088 | 0.77088 | 0.31383 | 0.31383
2014-07-10 11:00 | 11 | 3.28% | 0.51392 | 0.51392 | 15.6682 | 15.6682 | 0.51225 | 1.2294 | 1.2294 | 0.51392 | 0.51392 | 0.71549 | 0.71549
2014-07-10 12:00 | 12 | 3.28% | 0.51392 | 0.51392 | 15.6682 | 15.6682 | 0.69657 | 1.6718 | 1.6718 | 0.51392 | 0.51392 | 1.1578 | 1.1578
2014-07-10 13:00 | 13 | 3.28% | 0.51392 | 0.51392 | 15.6682 | 15.6682 | 0.52549 | 1.2612 | 1.2612 | 0.51392 | 0.51392 | 0.74726 | 0.74726
2014-07-10 14:00 | 14 | 3.28% | 0.51392 | 0.51392 | 15.6682 | 15.6682 | 0.57157 | 1.3718 | 1.3718 | 0.51392 | 0.51392 | 0.85785 | 0.85785
2014-07-10 15:00 | 15 | 3.28% | 0.51392 | 0.51392 | 15.6682 | 15.6682 | 0.50147 | 1.2035 | 1.2035 | 0.51392 | 0.51392 | 0.68961 | 0.68961
2014-07-10 16:00 | 16 | 3.28% | 0.51392 | 0.51392 | 15.6682 | 15.6682 | 0.34314 | 0.82353 | 0.82353 | 0.51392 | 0.51392 | 0.30961 | 0.30961
2014-07-10 17:00 | 17 | 4.92% | 0.77088 | 0.77088 | 15.6682 | 15.6682 | 0.1902 | 0.45647 | 0.45647 | 0.45647 | 0.45647 | 0 | 0
2014-07-10 18:00 | 18 | 6.56% | 1.0278 | 1.0278 | 15.6682 | 15.6682 | 0.084314 | 0.20235 | 0.20235 | 0.20235 | 0.20235 | 0 | 0
2014-07-10 19:00 | 19 | 9.84% | 1.5418 | 1.5418 | 15.6682 | 15.6682 | 0.056863 | 0.13647 | 0.13647 | 0.13647 | 0.13647 | 0 | 0
2014-07-10 20:00 | 20 | 8.2% | 1.2848 | 1.2848 | 15.6682 | 15.6682 | 0.02549 | 0.061176 | 0.061176 | 0.061176 | 0.061176 | 0 | 0
2014-07-10 21:00 | 21 | 6.56% | 1.0278 | 1.0278 | 15.6682 | 15.6682 | 0.0063725 | 0.015294 | 0.015294 | 0.015294 | 0.015294 | 0 | 0
2014-07-10 22:00 | 22 | 4.92% | 0.77088 | 0.77088 | 15.6682 | 15.6682 | 0.0004902 | 0.0011765 | 0.0011765 | 0.0011765 | 0.0011765 | 0 | 0
2014-07-10 23:00 | 23 | 3.28% | 0.51392 | 0.51392 | 15.6682 | 15.6682 | 0 | 0 | 0 | 0 | 0 | 0 | 0
2014-07-11 | 24 | 1.64% | 0.25696 | 0.25696 | 15.6682 | 15.6682 | 0 | 0 | 0 | 0 | 0 | 0 | 0
2014-07-11 01:00 | 1 | 1.64% | 0.25696 | 0.25696 | 15.6682 | 15.6682 | 0 | 0 | 0 | 0 | 0 | 0 | 0
2014-07-11 02:00 | 2 | 1.64% | 0.25696 | 0.25696 | 15.6682 | 15.6682 | 0 | 0 | 0 | 0 | 0 | 0 | 0
2014-07-11 03:00 | 3 | 1.64% | 0.25696 | 0.25696 | 15.6682 | 15.6682 | 0 | 0 | 0 | 0 | 0 | 0 | 0
2014-07-11 04:00 | 4 | 1.64% | 0.25696 | 0.25696 | 15.6682 | 15.6682 | 0.0019608 | 0.0047059 | 0.0047059 | 0.0047059 | 0.0047059 | 0 | 0
2014-07-11 05:00 | 5 | 1.64% | 0.25696 | 0.25696 | 15.6682 | 15.6682 | 0.0078431 | 0.018824 | 0.018824 | 0.018824 | 0.018824 | 0 | 0
2014-07-11 06:00 | 6 | 3.28% | 0.51392 | 0.51392 | 15.6682 | 15.6682 | 0.028922 | 0.069412 | 0.069412 | 0.069412 | 0.069412 | 0 | 0
2014-07-11 07:00 | 7 | 4.92% | 0.77088 | 0.77088 | 15.6682 | 15.6682 | 0.073529 | 0.17647 | 0.17647 | 0.17647 | 0.17647 | 0 | 0
2014-07-11 08:00 | 8 | 6.56% | 1.0278 | 1.0278 | 15.6682 | 15.6682 | 0.19118 | 0.45882 | 0.45882 | 0.45882 | 0.45882 | 0 | 0
2014-07-11 09:00 | 9 | 6.56% | 1.0278 | 1.0278 | 15.6682 | 15.6682 | 0.37255 | 0.89412 | 0.89412 | 0.89412 | 0.89412 | 0 | 0
2014-07-11 10:00 | 10 | 4.92% | 0.77088 | 0.77088 | 15.6682 | 15.6682 | 0.45147 | 1.0835 | 1.0835 | 0.77088 | 0.77088 | 0.31265 | 0.31265
2014-07-11 11:00 | 11 | 3.28% | 0.51392 | 0.51392 | 15.6682 | 15.6682 | 0.42843 | 1.0282 | 1.0282 | 0.51392 | 0.51392 | 0.51432 | 0.51432
2014-07-11 12:00 | 12 | 3.28% | 0.51392 | 0.51392 | 15.6682 | 15.6682 | 0.35882 | 0.86118 | 0.86118 | 0.51392 | 0.51392 | 0.34726 | 0.34726
2014-07-11 13:00 | 13 | 3.28% | 0.51392 | 0.51392 | 15.6682 | 15.6682 | 0.39461 | 0.94706 | 0.94706 | 0.51392 | 0.51392 | 0.43314 | 0.43314
2014-07-11 14:00 | 14 | 3.28% | 0.51392 | 0.51392 | 15.6682 | 15.6682 | 0.43725 | 1.0494 | 1.0494 | 0.51392 | 0.51392 | 0.53549 | 0.53549
2014-07-11 15:00 | 15 | 3.28% | 0.51392 | 0.51392 | 15.6682 | 15.6682 | 0.45392 | 1.0894 | 1.0894 | 0.51392 | 0.51392 | 0.57549 | 0.57549
2014-07-11 16:00 | 16 | 3.28% | 0.51392 | 0.51392 | 15.6682 | 15.6682 | 0.26912 | 0.64588 | 0.64588 | 0.51392 | 0.51392 | 0.13197 | 0.13197
2014-07-11 17:00 | 17 | 4.92% | 0.77088 | 0.77088 | 15.6682 | 15.6682 | 0.18137 | 0.43529 | 0.43529 | 0.43529 | 0.43529 | 0 | 0
2014-07-11 18:00 | 18 | 6.56% | 1.0278 | 1.0278 | 15.6682 | 15.6682 | 0.098039 | 0.23529 | 0.23529 | 0.23529 | 0.23529 | 0 | 0
2014-07-11 19:00 | 19 | 9.84% | 1.5418 | 1.5418 | 15.6682 | 15.6682 | 0.046078 | 0.11059 | 0.11059 | 0.11059 | 0.11059 | 0 | 0
2014-07-11 20:00 | 20 | 8.2% | 1.2848 | 1.2848 | 15.6682 | 15.6682 | 0.02402 | 0.057647 | 0.057647 | 0.057647 | 0.057647 | 0 | 0
2014-07-11 21:00 | 21 | 6.56% | 1.0278 | 1.0278 | 15.6682 | 15.6682 | 0.0068627 | 0.016471 | 0.016471 | 0.016471 | 0.016471 | 0 | 0
2014-07-11 22:00 | 22 | 4.92% | 0.77088 | 0.77088 | 15.6682 | 15.6682 | 0.00098039 | 0.0023529 | 0.0023529 | 0.0023529 | 0.0023529 | 0 | 0
2014-07-11 23:00 | 23 | 3.28% | 0.51392 | 0.51392 | 15.6682 | 15.6682 | 0 | 0 | 0 | 0 | 0 | 0 | 0
2014-07-12 | 24 | 1.64% | 0.25696 | 0.25696 | 15.6682 | 15.6682 | 0 | 0 | 0 | 0 | 0 | 0 | 0
2014-07-12 01:00 | 1 | 1.64% | 0.25696 | 0.25696 | 15.6682 | 15.6682 | 0 | 0 | 0 | 0 | 0 | 0 | 0
2014-07-12 02:00 | 2 | 1.64% | 0.25696 | 0.25696 | 15.6682 | 15.6682 | 0 | 0 | 0 | 0 | 0 | 0 | 0
2014-07-12 03:00 | 3 | 1.64% | 0.25696 | 0.25696 | 15.6682 | 15.6682 | 0 | 0 | 0 | 0 | 0 | 0 | 0
2014-07-12 04:00 | 4 | 1.64% | 0.25696 | 0.25696 | 15.6682 | 15.6682 | 0.0044118 | 0.010588 | 0.010588 | 0.010588 | 0.010588 | 0 | 0
2014-07-12 05:00 | 5 | 1.64% | 0.25696 | 0.25696 | 15.6682 | 15.6682 | 0.031373 | 0.075294 | 0.075294 | 0.075294 | 0.075294 | 0 | 0
2014-07-12 06:00 | 6 | 3.28% | 0.51392 | 0.51392 | 15.6682 | 15.6682 | 0.10294 | 0.24706 | 0.24706 | 0.24706 | 0.24706 | 0 | 0
2014-07-12 07:00 | 7 | 4.92% | 0.77088 | 0.77088 | 15.6682 | 15.6682 | 0.23627 | 0.56706 | 0.56706 | 0.56706 | 0.56706 | 0 | 0
2014-07-12 08:00 | 8 | 6.56% | 1.0278 | 1.0278 | 15.6682 | 15.6682 | 0.38676 | 0.92824 | 0.92824 | 0.92824 | 0.92824 | 0 | 0
2014-07-12 09:00 | 9 | 6.56% | 1.0278 | 1.0278 | 15.6682 | 15.6682 | 0.56912 | 1.3659 | 1.3659 | 1.0278 | 1.0278 | 0.33805 | 0.33805
2014-07-12 10:00 | 10 | 4.92% | 0.77088 | 0.77088 | 15.6682 | 15.6682 | 0.56127 | 1.3471 | 1.3471 | 0.77088 | 0.77088 | 0.57618 | 0.57618
2014-07-12 11:00 | 11 | 3.28% | 0.51392 | 0.51392 | 15.6682 | 15.6682 | 0.60539 | 1.4529 | 1.4529 | 0.51392 | 0.51392 | 0.93902 | 0.93902
2014-07-12 12:00 | 12 | 3.28% | 0.51392 | 0.51392 | 15.6682 | 15.6682 | 0.73922 | 1.7741 | 1.7741 | 0.51392 | 0.51392 | 1.2602 | 1.2602
2014-07-12 13:00 | 13 | 3.28% | 0.51392 | 0.51392 | 15.6682 | 15.6682 | 0.58971 | 1.4153 | 1.4153 | 0.51392 | 0.51392 | 0.90138 | 0.90138
2014-07-12 14:00 | 14 | 3.28% | 0.51392 | 0.51392 | 15.6682 | 15.6682 | 0.60539 | 1.4529 | 1.4529 | 0.51392 | 0.51392 | 0.93902 | 0.93902
2014-07-12 15:00 | 15 | 3.28% | 0.51392 | 0.51392 | 15.6682 | 15.6682 | 0.4598 | 1.1035 | 1.1035 | 0.51392 | 0.51392 | 0.58961 | 0.58961
2014-07-12 16:00 | 16 | 3.28% | 0.51392 | 0.51392 | 15.6682 | 15.6682 | 0.25735 | 0.61765 | 0.61765 | 0.51392 | 0.51392 | 0.10373 | 0.10373
2014-07-12 17:00 | 17 | 4.92% | 0.77088 | 0.77088 | 15.6682 | 15.6682 | 0.19951 | 0.47882 | 0.47882 | 0.47882 | 0.47882 | 0 | 0
2014-07-12 18:00 | 18 | 6.56% | 1.0278 | 1.0278 | 15.6682 | 15.6682 | 0.090686 | 0.21765 | 0.21765 | 0.21765 | 0.21765 | 0 | 0
2014-07-12 19:00 | 19 | 9.84% | 1.5418 | 1.5418 | 15.6682 | 15.6682 | 0.047059 | 0.11294 | 0.11294 | 0.11294 | 0.11294 | 0 | 0
2014-07-12 20:00 | 20 | 8.2% | 1.2848 | 1.2848 | 15.6682 | 15.6682 | 0.028431 | 0.068235 | 0.068235 | 0.068235 | 0.068235 | 0 | 0
2014-07-12 21:00 | 21 | 6.56% | 1.0278 | 1.0278 | 15.6682 | 15.6682 | 0.0083333 | 0.02 | 0.02 | 0.02 | 0.02 | 0 | 0
2014-07-12 22:00 | 22 | 4.92% | 0.77088 | 0.77088 | 15.6682 | 15.6682 | 0.00098039 | 0.0023529 | 0.0023529 | 0.0023529 | 0.0023529 | 0 | 0
2014-07-12 23:00 | 23 | 3.28% | 0.51392 | 0.51392 | 15.6682 | 15.6682 | 0 | 0 | 0 | 0 | 0 | 0 | 0
2014-07-13 | 24 | 1.64% | 0.25696 | 0.25696 | 15.6682 | 15.6682 | 0 | 0 | 0 | 0 | 0 | 0 | 0
2014-07-13 01:00 | 1 | 1.64% | 0.25696 | 0.25696 | 15.6682 | 15.6682 | 0 | 0 | 0 | 0 | 0 | 0 | 0
2014-07-13 02:00 | 2 | 1.64% | 0.25696 | 0.25696 | 15.6682 | 15.6682 | 0 | 0 | 0 | 0 | 0 | 0 | 0
2014-07-13 03:00 | 3 | 1.64% | 0.25696 | 0.25696 | 15.6682 | 15.6682 | 0 | 0 | 0 | 0 | 0 | 0 | 0
2014-07-13 04:00 | 4 | 1.64% | 0.25696 | 0.25696 | 15.6682 | 15.6682 | 0.0019608 | 0.0047059 | 0.0047059 | 0.0047059 | 0.0047059 | 0 | 0
2014-07-13 05:00 | 5 | 1.64% | 0.25696 | 0.25696 | 15.6682 | 15.6682 | 0.014706 | 0.035294 | 0.035294 | 0.035294 | 0.035294 | 0 | 0
2014-07-13 06:00 | 6 | 3.28% | 0.51392 | 0.51392 | 15.6682 | 15.6682 | 0.095098 | 0.22824 | 0.22824 | 0.22824 | 0.22824 | 0 | 0
2014-07-13 07:00 | 7 | 4.92% | 0.77088 | 0.77088 | 15.6682 | 15.6682 | 0.28578 | 0.68588 | 0.68588 | 0.68588 | 0.68588 | 0 | 0
2014-07-13 08:00 | 8 | 6.56% | 1.0278 | 1.0278 | 15.6682 | 15.6682 | 0.43676 | 1.0482 | 1.0482 | 1.0278 | 1.0278 | 0.020401 | 0.020401
2014-07-13 09:00 | 9 | 6.56% | 1.0278 | 1.0278 | 15.6682 | 15.6682 | 0.51912 | 1.2459 | 1.2459 | 1.0278 | 1.0278 | 0.21805 | 0.21805
2014-07-13 10:00 | 10 | 4.92% | 0.77088 | 0.77088 | 15.6682 | 15.6682 | 0.55049 | 1.3212 | 1.3212 | 0.77088 | 0.77088 | 0.5503 | 0.5503
2014-07-13 11:00 | 11 | 3.28% | 0.51392 | 0.51392 | 15.6682 | 15.6682 | 0.54118 | 1.2988 | 1.2988 | 0.51392 | 0.51392 | 0.78491 | 0.78491
2014-07-13 12:00 | 12 | 3.28% | 0.51392 | 0.51392 | 15.6682 | 15.6682 | 0.54951 | 1.3188 | 1.3188 | 0.51392 | 0.51392 | 0.80491 | 0.80491
2014-07-13 13:00 | 13 | 3.28% | 0.51392 | 0.51392 | 15.6682 | 15.6682 | 0.62941 | 1.5106 | 1.5106 | 0.51392 | 0.51392 | 0.99667 | 0.99667
2014-07-13 14:00 | 14 | 3.28% | 0.51392 | 0.51392 | 15.6682 | 15.6682 | 0.56912 | 1.3659 | 1.3659 | 0.51392 | 0.51392 | 0.85197 | 0.85197
2014-07-13 15:00 | 15 | 3.28% | 0.51392 | 0.51392 | 15.6682 | 15.6682 | 0.35784 | 0.85882 | 0.85882 | 0.51392 | 0.51392 | 0.34491 | 0.34491
2014-07-13 16:00 | 16 | 3.28% | 0.51392 | 0.51392 | 15.6682 | 15.6682 | 0.2799 | 0.67176 | 0.67176 | 0.51392 | 0.51392 | 0.15785 | 0.15785
2014-07-13 17:00 | 17 | 4.92% | 0.77088 | 0.77088 | 15.6682 | 15.6682 | 0.13873 | 0.33294 | 0.33294 | 0.33294 | 0.33294 | 0 | 0
2014-07-13 18:00 | 18 | 6.56% | 1.0278 | 1.0278 | 15.6682 | 15.6682 | 0.084804 | 0.20353 | 0.20353 | 0.20353 | 0.20353 | 0 | 0
2014-07-13 19:00 | 19 | 9.84% | 1.5418 | 1.5418 | 15.6682 | 15.6682 | 0.05049 | 0.12118 | 0.12118 | 0.12118 | 0.12118 | 0 | 0
2014-07-13 20:00 | 20 | 8.2% | 1.2848 | 1.2848 | 15.6682 | 15.6682 | 0.031373 | 0.075294 | 0.075294 | 0.075294 | 0.075294 | 0 | 0
2014-07-13 21:00 | 21 | 6.56% | 1.0278 | 1.0278 | 15.6682 | 15.6682 | 0.0088235 | 0.021176 | 0.021176 | 0.021176 | 0.021176 | 0 | 0
2014-07-13 22:00 | 22 | 4.92% | 0.77088 | 0.77088 | 15.6682 | 15.6682 | 0.0004902 | 0.0011765 | 0.0011765 | 0.0011765 | 0.0011765 | 0 | 0
2014-07-13 23:00 | 23 | 3.28% | 0.51392 | 0.51392 | 15.6682 | 15.6682 | 0 | 0 | 0 | 0 | 0 | 0 | 0
2014-07-14 | 24 | 1.64% | 0.25696 | 0.25696 | 15.6682 | 15.6682 | 0 | 0 | 0 | 0 | 0 | 0 | 0
2014-07-14 01:00 | 1 | 1.64% | 0.25696 | 0.25696 | 15.6682 | 15.6682 | 0 | 0 | 0 | 0 | 0 | 0 | 0
2014-07-14 02:00 | 2 | 1.64% | 0.25696 | 0.25696 | 15.6682 | 15.6682 | 0 | 0 | 0 | 0 | 0 | 0 | 0
2014-07-14 03:00 | 3 | 1.64% | 0.25696 | 0.25696 | 15.6682 | 15.6682 | 0 | 0 | 0 | 0 | 0 | 0 | 0
2014-07-14 04:00 | 4 | 1.64% | 0.25696 | 0.25696 | 15.6682 | 15.6682 | 0.0034314 | 0.0082353 | 0.0082353 | 0.0082353 | 0.0082353 | 0 | 0
2014-07-14 05:00 | 5 | 1.64% | 0.25696 | 0.25696 | 15.6682 | 15.6682 | 0.020098 | 0.048235 | 0.048235 | 0.048235 | 0.048235 | 0 | 0
2014-07-14 06:00 | 6 | 3.28% | 0.51392 | 0.51392 | 15.6682 | 15.6682 | 0.087745 | 0.21059 | 0.21059 | 0.21059 | 0.21059 | 0 | 0
2014-07-14 07:00 | 7 | 4.92% | 0.77088 | 0.77088 | 15.6682 | 15.6682 | 0.18824 | 0.45176 | 0.45176 | 0.45176 | 0.45176 | 0 | 0
2014-07-14 08:00 | 8 | 6.56% | 1.0278 | 1.0278 | 15.6682 | 15.6682 | 0.3 | 0.72 | 0.72 | 0.72 | 0.72 | 0 | 0
2014-07-14 09:00 | 9 | 6.56% | 1.0278 | 1.0278 | 15.6682 | 15.6682 | 0.33676 | 0.80824 | 0.80824 | 0.80824 | 0.80824 | 0 | 0
2014-07-14 10:00 | 10 | 4.92% | 0.77088 | 0.77088 | 15.6682 | 15.6682 | 0.4299 | 1.0318 | 1.0318 | 0.77088 | 0.77088 | 0.26089 | 0.26089
2014-07-14 11:00 | 11 | 3.28% | 0.51392 | 0.51392 | 15.6682 | 15.6682 | 0.53333 | 1.28 | 1.28 | 0.51392 | 0.51392 | 0.76608 | 0.76608
2014-07-14 12:00 | 12 | 3.28% | 0.51392 | 0.51392 | 15.6682 | 15.6682 | 0.54559 | 1.3094 | 1.3094 | 0.51392 | 0.51392 | 0.79549 | 0.79549
2014-07-14 13:00 | 13 | 3.28% | 0.51392 | 0.51392 | 15.6682 | 15.6682 | 0.55441 | 1.3306 | 1.3306 | 0.51392 | 0.51392 | 0.81667 | 0.81667
2014-07-14 14:00 | 14 | 3.28% | 0.51392 | 0.51392 | 15.6682 | 15.6682 | 0.49902 | 1.1976 | 1.1976 | 0.51392 | 0.51392 | 0.68373 | 0.68373
2014-07-14 15:00 | 15 | 3.28% | 0.51392 | 0.51392 | 15.6682 | 15.6682 | 0.37696 | 0.90471 | 0.90471 | 0.51392 | 0.51392 | 0.39079 | 0.39079
2014-07-14 16:00 | 16 | 3.28% | 0.51392 | 0.51392 | 15.6682 | 15.6682 | 0.27304 | 0.65529 | 0.65529 | 0.51392 | 0.51392 | 0.14138 | 0.14138
2014-07-14 17:00 | 17 | 4.92% | 0.77088 | 0.77088 | 15.6682 | 15.6682 | 0.1701 | 0.40824 | 0.40824 | 0.40824 | 0.40824 | 0 | 0
2014-07-14 18:00 | 18 | 6.56% | 1.0278 | 1.0278 | 15.6682 | 15.6682 | 0.092647 | 0.22235 | 0.22235 | 0.22235 | 0.22235 | 0 | 0
2014-07-14 19:00 | 19 | 9.84% | 1.5418 | 1.5418 | 15.6682 | 15.6682 | 0.051471 | 0.12353 | 0.12353 | 0.12353 | 0.12353 | 0 | 0
2014-07-14 20:00 | 20 | 8.2% | 1.2848 | 1.2848 | 15.6682 | 15.6682 | 0.017157 | 0.041176 | 0.041176 | 0.041176 | 0.041176 | 0 | 0
2014-07-14 21:00 | 21 | 6.56% | 1.0278 | 1.0278 | 15.6682 | 15.6682 | 0.0044118 | 0.010588 | 0.010588 | 0.010588 | 0.010588 | 0 | 0
2014-07-14 22:00 | 22 | 4.92% | 0.77088 | 0.77088 | 15.6682 | 15.6682 | 0.0004902 | 0.0011765 | 0.0011765 | 0.0011765 | 0.0011765 | 0 | 0
2014-07-14 23:00 | 23 | 3.28% | 0.51392 | 0.51392 | 15.6682 | 15.6682 | 0 | 0 | 0 | 0 | 0 | 0 | 0
2014-07-15 | 24 | 1.64% | 0.25696 | 0.25696 | 15.6682 | 15.6682 | 0 | 0 | 0 | 0 | 0 | 0 | 0
2014-07-15 01:00 | 1 | 1.64% | 0.25696 | 0.25696 | 15.6682 | 15.6682 | 0 | 0 | 0 | 0 | 0 | 0 | 0
2014-07-15 02:00 | 2 | 1.64% | 0.25696 | 0.25696 | 15.6682 | 15.6682 | 0 | 0 | 0 | 0 | 0 | 0 | 0
2014-07-15 03:00 | 3 | 1.64% | 0.25696 | 0.25696 | 15.6682 | 15.6682 | 0 | 0 | 0 | 0 | 0 | 0 | 0
2014-07-15 04:00 | 4 | 1.64% | 0.25696 | 0.25696 | 15.6682 | 15.6682 | 0.0004902 | 0.0011765 | 0.0011765 | 0.0011765 | 0.0011765 | 0 | 0
2014-07-15 05:00 | 5 | 1.64% | 0.25696 | 0.25696 | 15.6682 | 15.6682 | 0.0093137 | 0.022353 | 0.022353 | 0.022353 | 0.022353 | 0 | 0
2014-07-15 06:00 | 6 | 3.28% | 0.51392 | 0.51392 | 15.6682 | 15.6682 | 0.04951 | 0.11882 | 0.11882 | 0.11882 | 0.11882 | 0 | 0
2014-07-15 07:00 | 7 | 4.92% | 0.77088 | 0.77088 | 15.6682 | 15.6682 | 0.10735 | 0.25765 | 0.25765 | 0.25765 | 0.25765 | 0 | 0
2014-07-15 08:00 | 8 | 6.56% | 1.0278 | 1.0278 | 15.6682 | 15.6682 | 0.20441 | 0.49059 | 0.49059 | 0.49059 | 0.49059 | 0 | 0
2014-07-15 09:00 | 9 | 6.56% | 1.0278 | 1.0278 | 15.6682 | 15.6682 | 0.29069 | 0.69765 | 0.69765 | 0.69765 | 0.69765 | 0 | 0
2014-07-15 10:00 | 10 | 4.92% | 0.77088 | 0.77088 | 15.6682 | 15.6682 | 0.36078 | 0.86588 | 0.86588 | 0.77088 | 0.77088 | 0.095007 | 0.095007
2014-07-15 11:00 | 11 | 3.28% | 0.51392 | 0.51392 | 15.6682 | 15.6682 | 0.37598 | 0.90235 | 0.90235 | 0.51392 | 0.51392 | 0.38844 | 0.38844
2014-07-15 12:00 | 12 | 3.28% | 0.51392 | 0.51392 | 15.6682 | 15.6682 | 0.34608 | 0.83059 | 0.83059 | 0.51392 | 0.51392 | 0.31667 | 0.31667
2014-07-15 13:00 | 13 | 3.28% | 0.51392 | 0.51392 | 15.6682 | 15.6682 | 0.41961 | 1.0071 | 1.0071 | 0.51392 | 0.51392 | 0.49314 | 0.49314
2014-07-15 14:00 | 14 | 3.28% | 0.51392 | 0.51392 | 15.6682 | 15.6682 | 0.45294 | 1.0871 | 1.0871 | 0.51392 | 0.51392 | 0.57314 | 0.57314
2014-07-15 15:00 | 15 | 3.28% | 0.51392 | 0.51392 | 15.6682 | 15.6682 | 0.40098 | 0.96235 | 0.96235 | 0.51392 | 0.51392 | 0.44844 | 0.44844
2014-07-15 16:00 | 16 | 3.28% | 0.51392 | 0.51392 | 15.6682 | 15.6682 | 0.27059 | 0.64941 | 0.64941 | 0.51392 | 0.51392 | 0.13549 | 0.13549
2014-07-15 17:00 | 17 | 4.92% | 0.77088 | 0.77088 | 15.6682 | 15.6682 | 0.19951 | 0.47882 | 0.47882 | 0.47882 | 0.47882 | 0 | 0
2014-07-15 18:00 | 18 | 6.56% | 1.0278 | 1.0278 | 15.6682 | 15.6682 | 0.093627 | 0.22471 | 0.22471 | 0.22471 | 0.22471 | 0 | 0
2014-07-15 19:00 | 19 | 9.84% | 1.5418 | 1.5418 | 15.6682 | 15.6682 | 0.051961 | 0.12471 | 0.12471 | 0.12471 | 0.12471 | 0 | 0
2014-07-15 20:00 | 20 | 8.2% | 1.2848 | 1.2848 | 15.6682 | 15.6682 | 0.028922 | 0.069412 | 0.069412 | 0.069412 | 0.069412 | 0 | 0
2014-07-15 21:00 | 21 | 6.56% | 1.0278 | 1.0278 | 15.6682 | 15.6682 | 0.0078431 | 0.018824 | 0.018824 | 0.018824 | 0.018824 | 0 | 0
2014-07-15 22:00 | 22 | 4.92% | 0.77088 | 0.77088 | 15.6682 | 15.6682 | 0.0004902 | 0.0011765 | 0.0011765 | 0.0011765 | 0.0011765 | 0 | 0
2014-07-15 23:00 | 23 | 3.28% | 0.51392 | 0.51392 | 15.6682 | 15.6682 | 0 | 0 | 0 | 0 | 0 | 0 | 0
2014-07-16 | 24 | 1.64% | 0.25696 | 0.25696 | 15.6682 | 15.6682 | 0 | 0 | 0 | 0 | 0 | 0 | 0
2014-07-16 01:00 | 1 | 1.64% | 0.25696 | 0.25696 | 15.6682 | 15.6682 | 0 | 0 | 0 | 0 | 0 | 0 | 0
2014-07-16 02:00 | 2 | 1.64% | 0.25696 | 0.25696 | 15.6682 | 15.6682 | 0 | 0 | 0 | 0 | 0 | 0 | 0
2014-07-16 03:00 | 3 | 1.64% | 0.25696 | 0.25696 | 15.6682 | 15.6682 | 0 | 0 | 0 | 0 | 0 | 0 | 0
2014-07-16 04:00 | 4 | 1.64% | 0.25696 | 0.25696 | 15.6682 | 15.6682 | 0.0029412 | 0.0070588 | 0.0070588 | 0.0070588 | 0.0070588 | 0 | 0
2014-07-16 05:00 | 5 | 1.64% | 0.25696 | 0.25696 | 15.6682 | 15.6682 | 0.020098 | 0.048235 | 0.048235 | 0.048235 | 0.048235 | 0 | 0
2014-07-16 06:00 | 6 | 3.28% | 0.51392 | 0.51392 | 15.6682 | 15.6682 | 0.053431 | 0.12824 | 0.12824 | 0.12824 | 0.12824 | 0 | 0
2014-07-16 07:00 | 7 | 4.92% | 0.77088 | 0.77088 | 15.6682 | 15.6682 | 0.14608 | 0.35059 | 0.35059 | 0.35059 | 0.35059 | 0 | 0
2014-07-16 08:00 | 8 | 6.56% | 1.0278 | 1.0278 | 15.6682 | 15.6682 | 0.28775 | 0.69059 | 0.69059 | 0.69059 | 0.69059 | 0 | 0
2014-07-16 09:00 | 9 | 6.56% | 1.0278 | 1.0278 | 15.6682 | 15.6682 | 0.34363 | 0.82471 | 0.82471 | 0.82471 | 0.82471 | 0 | 0
2014-07-16 10:00 | 10 | 4.92% | 0.77088 | 0.77088 | 15.6682 | 15.6682 | 0.42647 | 1.0235 | 1.0235 | 0.77088 | 0.77088 | 0.25265 | 0.25265
2014-07-16 11:00 | 11 | 3.28% | 0.51392 | 0.51392 | 15.6682 | 15.6682 | 0.44461 | 1.0671 | 1.0671 | 0.51392 | 0.51392 | 0.55314 | 0.55314
2014-07-16 12:00 | 12 | 3.28% | 0.51392 | 0.51392 | 15.6682 | 15.6682 | 0.54559 | 1.3094 | 1.3094 | 0.51392 | 0.51392 | 0.79549 | 0.79549
2014-07-16 13:00 | 13 | 3.28% | 0.51392 | 0.51392 | 15.6682 | 15.6682 | 0.56961 | 1.3671 | 1.3671 | 0.51392 | 0.51392 | 0.85314 | 0.85314
2014-07-16 14:00 | 14 | 3.28% | 0.51392 | 0.51392 | 15.6682 | 15.6682 | 0.60196 | 1.4447 | 1.4447 | 0.51392 | 0.51392 | 0.93079 | 0.93079
2014-07-16 15:00 | 15 | 3.28% | 0.51392 | 0.51392 | 15.6682 | 15.6682 | 0.45294 | 1.0871 | 1.0871 | 0.51392 | 0.51392 | 0.57314 | 0.57314
2014-07-16 16:00 | 16 | 3.28% | 0.51392 | 0.51392 | 15.6682 | 15.6682 | 0.31373 | 0.75294 | 0.75294 | 0.51392 | 0.51392 | 0.23902 | 0.23902
2014-07-16 17:00 | 17 | 4.92% | 0.77088 | 0.77088 | 15.6682 | 15.6682 | 0.19118 | 0.45882 | 0.45882 | 0.45882 | 0.45882 | 0 | 0
2014-07-16 18:00 | 18 | 6.56% | 1.0278 | 1.0278 | 15.6682 | 15.6682 | 0.098039 | 0.23529 | 0.23529 | 0.23529 | 0.23529 | 0 | 0
2014-07-16 19:00 | 19 | 9.84% | 1.5418 | 1.5418 | 15.6682 | 15.6682 | 0.043627 | 0.10471 | 0.10471 | 0.10471 | 0.10471 | 0 | 0
2014-07-16 20:00 | 20 | 8.2% | 1.2848 | 1.2848 | 15.6682 | 15.6682 | 0.02402 | 0.057647 | 0.057647 | 0.057647 | 0.057647 | 0 | 0
2014-07-16 21:00 | 21 | 6.56% | 1.0278 | 1.0278 | 15.6682 | 15.6682 | 0.0093137 | 0.022353 | 0.022353 | 0.022353 | 0.022353 | 0 | 0
2014-07-16 22:00 | 22 | 4.92% | 0.77088 | 0.77088 | 15.6682 | 15.6682 | 0.00098039 | 0.0023529 | 0.0023529 | 0.0023529 | 0.0023529 | 0 | 0
2014-07-16 23:00 | 23 | 3.28% | 0.51392 | 0.51392 | 15.6682 | 15.6682 | 0 | 0 | 0 | 0 | 0 | 0 | 0
2014-07-17 | 24 | 1.64% | 0.25696 | 0.25696 | 15.6682 | 15.6682 | 0 | 0 | 0 | 0 | 0 | 0 | 0
2014-07-17 01:00 | 1 | 1.64% | 0.25696 | 0.25696 | 15.6682 | 15.6682 | 0 | 0 | 0 | 0 | 0 | 0 | 0
2014-07-17 02:00 | 2 | 1.64% | 0.25696 | 0.25696 | 15.6682 | 15.6682 | 0 | 0 | 0 | 0 | 0 | 0 | 0
2014-07-17 03:00 | 3 | 1.64% | 0.25696 | 0.25696 | 15.6682 | 15.6682 | 0 | 0 | 0 | 0 | 0 | 0 | 0
2014-07-17 04:00 | 4 | 1.64% | 0.25696 | 0.25696 | 15.6682 | 15.6682 | 0.0014706 | 0.0035294 | 0.0035294 | 0.0035294 | 0.0035294 | 0 | 0
2014-07-17 05:00 | 5 | 1.64% | 0.25696 | 0.25696 | 15.6682 | 15.6682 | 0.015686 | 0.037647 | 0.037647 | 0.037647 | 0.037647 | 0 | 0
2014-07-17 06:00 | 6 | 3.28% | 0.51392 | 0.51392 | 15.6682 | 15.6682 | 0.064706 | 0.15529 | 0.15529 | 0.15529 | 0.15529 | 0 | 0
2014-07-17 07:00 | 7 | 4.92% | 0.77088 | 0.77088 | 15.6682 | 15.6682 | 0.18529 | 0.44471 | 0.44471 | 0.44471 | 0.44471 | 0 | 0
2014-07-17 08:00 | 8 | 6.56% | 1.0278 | 1.0278 | 15.6682 | 15.6682 | 0.33824 | 0.81176 | 0.81176 | 0.81176 | 0.81176 | 0 | 0
2014-07-17 09:00 | 9 | 6.56% | 1.0278 | 1.0278 | 15.6682 | 15.6682 | 0.45637 | 1.0953 | 1.0953 | 1.0278 | 1.0278 | 0.06746 | 0.06746
2014-07-17 10:00 | 10 | 4.92% | 0.77088 | 0.77088 | 15.6682 | 15.6682 | 0.46422 | 1.1141 | 1.1141 | 0.77088 | 0.77088 | 0.34324 | 0.34324
2014-07-17 11:00 | 11 | 3.28% | 0.51392 | 0.51392 | 15.6682 | 15.6682 | 0.55588 | 1.3341 | 1.3341 | 0.51392 | 0.51392 | 0.8202 | 0.8202
2014-07-17 12:00 | 12 | 3.28% | 0.51392 | 0.51392 | 15.6682 | 15.6682 | 0.53922 | 1.2941 | 1.2941 | 0.51392 | 0.51392 | 0.7802 | 0.7802
2014-07-17 13:00 | 13 | 3.28% | 0.51392 | 0.51392 | 15.6682 | 15.6682 | 0.41912 | 1.0059 | 1.0059 | 0.51392 | 0.51392 | 0.49197 | 0.49197
2014-07-17 14:00 | 14 | 3.28% | 0.51392 | 0.51392 | 15.6682 | 15.6682 | 0.49216 | 1.1812 | 1.1812 | 0.51392 | 0.51392 | 0.66726 | 0.66726
2014-07-17 15:00 | 15 | 3.28% | 0.51392 | 0.51392 | 15.6682 | 15.6682 | 0.39902 | 0.95765 | 0.95765 | 0.51392 | 0.51392 | 0.44373 | 0.44373
2014-07-17 16:00 | 16 | 3.28% | 0.51392 | 0.51392 | 15.6682 | 15.6682 | 0.29461 | 0.70706 | 0.70706 | 0.51392 | 0.51392 | 0.19314 | 0.19314
2014-07-17 17:00 | 17 | 4.92% | 0.77088 | 0.77088 | 15.6682 | 15.6682 | 0.16912 | 0.40588 | 0.40588 | 0.40588 | 0.40588 | 0 | 0
2014-07-17 18:00 | 18 | 6.56% | 1.0278 | 1.0278 | 15.6682 | 15.6682 | 0.088725 | 0.21294 | 0.21294 | 0.21294 | 0.21294 | 0 | 0
2014-07-17 19:00 | 19 | 9.84% | 1.5418 | 1.5418 | 15.6682 | 15.6682 | 0.048039 | 0.11529 | 0.11529 | 0.11529 | 0.11529 | 0 | 0
2014-07-17 20:00 | 20 | 8.2% | 1.2848 | 1.2848 | 15.6682 | 15.6682 | 0.026961 | 0.064706 | 0.064706 | 0.064706 | 0.064706 | 0 | 0
2014-07-17 21:00 | 21 | 6.56% | 1.0278 | 1.0278 | 15.6682 | 15.6682 | 0.0078431 | 0.018824 | 0.018824 | 0.018824 | 0.018824 | 0 | 0
2014-07-17 22:00 | 22 | 4.92% | 0.77088 | 0.77088 | 15.6682 | 15.6682 | 0.0014706 | 0.0035294 | 0.0035294 | 0.0035294 | 0.0035294 | 0 | 0
2014-07-17 23:00 | 23 | 3.28% | 0.51392 | 0.51392 | 15.6682 | 15.6682 | 0 | 0 | 0 | 0 | 0 | 0 | 0
2014-07-18 | 24 | 1.64% | 0.25696 | 0.25696 | 15.6682 | 15.6682 | 0 | 0 | 0 | 0 | 0 | 0 | 0
2014-07-18 01:00 | 1 | 1.64% | 0.25696 | 0.25696 | 15.6682 | 15.6682 | 0 | 0 | 0 | 0 | 0 | 0 | 0
2014-07-18 02:00 | 2 | 1.64% | 0.25696 | 0.25696 | 15.6682 | 15.6682 | 0 | 0 | 0 | 0 | 0 | 0 | 0
2014-07-18 03:00 | 3 | 1.64% | 0.25696 | 0.25696 | 15.6682 | 15.6682 | 0 | 0 | 0 | 0 | 0 | 0 | 0
2014-07-18 04:00 | 4 | 1.64% | 0.25696 | 0.25696 | 15.6682 | 15.6682 | 0.00098039 | 0.0023529 | 0.0023529 | 0.0023529 | 0.0023529 | 0 | 0
2014-07-18 05:00 | 5 | 1.64% | 0.25696 | 0.25696 | 15.6682 | 15.6682 | 0.012255 | 0.029412 | 0.029412 | 0.029412 | 0.029412 | 0 | 0
2014-07-18 06:00 | 6 | 3.28% | 0.51392 | 0.51392 | 15.6682 | 15.6682 | 0.062745 | 0.15059 | 0.15059 | 0.15059 | 0.15059 | 0 | 0
2014-07-18 07:00 | 7 | 4.92% | 0.77088 | 0.77088 | 15.6682 | 15.6682 | 0.16863 | 0.40471 | 0.40471 | 0.40471 | 0.40471 | 0 | 0
2014-07-18 08:00 | 8 | 6.56% | 1.0278 | 1.0278 | 15.6682 | 15.6682 | 0.27206 | 0.65294 | 0.65294 | 0.65294 | 0.65294 | 0 | 0
2014-07-18 09:00 | 9 | 6.56% | 1.0278 | 1.0278 | 15.6682 | 15.6682 | 0.375 | 0.9 | 0.9 | 0.9 | 0.9 | 0 | 0
2014-07-18 10:00 | 10 | 4.92% | 0.77088 | 0.77088 | 15.6682 | 15.6682 | 0.48775 | 1.1706 | 1.1706 | 0.77088 | 0.77088 | 0.39971 | 0.39971
2014-07-18 11:00 | 11 | 3.28% | 0.51392 | 0.51392 | 15.6682 | 15.6682 | 0.6 | 1.44 | 1.44 | 0.51392 | 0.51392 | 0.92608 | 0.92608
2014-07-18 12:00 | 12 | 3.28% | 0.51392 | 0.51392 | 15.6682 | 15.6682 | 0.49608 | 1.1906 | 1.1906 | 0.51392 | 0.51392 | 0.67667 | 0.67667
2014-07-18 13:00 | 13 | 3.28% | 0.51392 | 0.51392 | 15.6682 | 15.6682 | 0.54657 | 1.3118 | 1.3118 | 0.51392 | 0.51392 | 0.79785 | 0.79785
2014-07-18 14:00 | 14 | 3.28% | 0.51392 | 0.51392 | 15.6682 | 15.6682 | 0.50686 | 1.2165 | 1.2165 | 0.51392 | 0.51392 | 0.70255 | 0.70255
2014-07-18 15:00 | 15 | 3.28% | 0.51392 | 0.51392 | 15.6682 | 15.6682 | 0.39657 | 0.95176 | 0.95176 | 0.51392 | 0.51392 | 0.43785 | 0.43785
2014-07-18 16:00 | 16 | 3.28% | 0.51392 | 0.51392 | 15.6682 | 15.6682 | 0.29216 | 0.70118 | 0.70118 | 0.51392 | 0.51392 | 0.18726 | 0.18726
2014-07-18 17:00 | 17 | 4.92% | 0.77088 | 0.77088 | 15.6682 | 15.6682 | 0.20588 | 0.49412 | 0.49412 | 0.49412 | 0.49412 | 0 | 0
2014-07-18 18:00 | 18 | 6.56% | 1.0278 | 1.0278 | 15.6682 | 15.6682 | 0.090196 | 0.21647 | 0.21647 | 0.21647 | 0.21647 | 0 | 0
2014-07-18 19:00 | 19 | 9.84% | 1.5418 | 1.5418 | 15.6682 | 15.6682 | 0.040686 | 0.097647 | 0.097647 | 0.097647 | 0.097647 | 0 | 0
2014-07-18 20:00 | 20 | 8.2% | 1.2848 | 1.2848 | 15.6682 | 15.6682 | 0.016667 | 0.04 | 0.04 | 0.04 | 0.04 | 0 | 0
2014-07-18 21:00 | 21 | 6.56% | 1.0278 | 1.0278 | 15.6682 | 15.6682 | 0.004902 | 0.011765 | 0.011765 | 0.011765 | 0.011765 | 0 | 0
2014-07-18 22:00 | 22 | 4.92% | 0.77088 | 0.77088 | 15.6682 | 15.6682 | 0.0004902 | 0.0011765 | 0.0011765 | 0.0011765 | 0.0011765 | 0 | 0
2014-07-18 23:00 | 23 | 3.28% | 0.51392 | 0.51392 | 15.6682 | 15.6682 | 0 | 0 | 0 | 0 | 0 | 0 | 0
2014-07-19 | 24 | 1.64% | 0.25696 | 0.25696 | 15.6682 | 15.6682 | 0 | 0 | 0 | 0 | 0 | 0 | 0
2014-07-19 01:00 | 1 | 1.64% | 0.25696 | 0.25696 | 15.6682 | 15.6682 | 0 | 0 | 0 | 0 | 0 | 0 | 0
2014-07-19 02:00 | 2 | 1.64% | 0.25696 | 0.25696 | 15.6682 | 15.6682 | 0 | 0 | 0 | 0 | 0 | 0 | 0
2014-07-19 03:00 | 3 | 1.64% | 0.25696 | 0.25696 | 15.6682 | 15.6682 | 0 | 0 | 0 | 0 | 0 | 0 | 0
2014-07-19 04:00 | 4 | 1.64% | 0.25696 | 0.25696 | 15.6682 | 15.6682 | 0.0019608 | 0.0047059 | 0.0047059 | 0.0047059 | 0.0047059 | 0 | 0
2014-07-19 05:00 | 5 | 1.64% | 0.25696 | 0.25696 | 15.6682 | 15.6682 | 0.021569 | 0.051765 | 0.051765 | 0.051765 | 0.051765 | 0 | 0
2014-07-19 06:00 | 6 | 3.28% | 0.51392 | 0.51392 | 15.6682 | 15.6682 | 0.098039 | 0.23529 | 0.23529 | 0.23529 | 0.23529 | 0 | 0
2014-07-19 07:00 | 7 | 4.92% | 0.77088 | 0.77088 | 15.6682 | 15.6682 | 0.24902 | 0.59765 | 0.59765 | 0.59765 | 0.59765 | 0 | 0
2014-07-19 08:00 | 8 | 6.56% | 1.0278 | 1.0278 | 15.6682 | 15.6682 | 0.41373 | 0.99294 | 0.99294 | 0.99294 | 0.99294 | 0 | 0
2014-07-19 09:00 | 9 | 6.56% | 1.0278 | 1.0278 | 15.6682 | 15.6682 | 0.45637 | 1.0953 | 1.0953 | 1.0278 | 1.0278 | 0.06746 | 0.06746
2014-07-19 10:00 | 10 | 4.92% | 0.77088 | 0.77088 | 15.6682 | 15.6682 | 0.46176 | 1.1082 | 1.1082 | 0.77088 | 0.77088 | 0.33736 | 0.33736
2014-07-19 11:00 | 11 | 3.28% | 0.51392 | 0.51392 | 15.6682 | 15.6682 | 0.44608 | 1.0706 | 1.0706 | 0.51392 | 0.51392 | 0.55667 | 0.55667
2014-07-19 12:00 | 12 | 3.28% | 0.51392 | 0.51392 | 15.6682 | 15.6682 | 0.38627 | 0.92706 | 0.92706 | 0.51392 | 0.51392 | 0.41314 | 0.41314
2014-07-19 13:00 | 13 | 3.28% | 0.51392 | 0.51392 | 15.6682 | 15.6682 | 0.4049 | 0.97176 | 0.97176 | 0.51392 | 0.51392 | 0.45785 | 0.45785
2014-07-19 14:00 | 14 | 3.28% | 0.51392 | 0.51392 | 15.6682 | 15.6682 | 0.49167 | 1.18 | 1.18 | 0.51392 | 0.51392 | 0.66608 | 0.66608
2014-07-19 15:00 | 15 | 3.28% | 0.51392 | 0.51392 | 15.6682 | 15.6682 | 0.45784 | 1.0988 | 1.0988 | 0.51392 | 0.51392 | 0.58491 | 0.58491
2014-07-19 16:00 | 16 | 3.28% | 0.51392 | 0.51392 | 15.6682 | 15.6682 | 0.33971 | 0.81529 | 0.81529 | 0.51392 | 0.51392 | 0.30138 | 0.30138
2014-07-19 17:00 | 17 | 4.92% | 0.77088 | 0.77088 | 15.6682 | 15.6682 | 0.18725 | 0.44941 | 0.44941 | 0.44941 | 0.44941 | 0 | 0
2014-07-19 18:00 | 18 | 6.56% | 1.0278 | 1.0278 | 15.6682 | 15.6682 | 0.090196 | 0.21647 | 0.21647 | 0.21647 | 0.21647 | 0 | 0
2014-07-19 19:00 | 19 | 9.84% | 1.5418 | 1.5418 | 15.6682 | 15.6682 | 0.060784 | 0.14588 | 0.14588 | 0.14588 | 0.14588 | 0 | 0
2014-07-19 20:00 | 20 | 8.2% | 1.2848 | 1.2848 | 15.6682 | 15.6682 | 0.020588 | 0.049412 | 0.049412 | 0.049412 | 0.049412 | 0 | 0
2014-07-19 21:00 | 21 | 6.56% | 1.0278 | 1.0278 | 15.6682 | 15.6682 | 0.0029412 | 0.0070588 | 0.0070588 | 0.0070588 | 0.0070588 | 0 | 0
2014-07-19 22:00 | 22 | 4.92% | 0.77088 | 0.77088 | 15.6682 | 15.6682 | 0 | 0 | 0 | 0 | 0 | 0 | 0
2014-07-19 23:00 | 23 | 3.28% | 0.51392 | 0.51392 | 15.6682 | 15.6682 | 0 | 0 | 0 | 0 | 0 | 0 | 0
2014-07-20 | 24 | 1.64% | 0.25696 | 0.25696 | 15.6682 | 15.6682 | 0 | 0 | 0 | 0 | 0 | 0 | 0
2014-07-20 01:00 | 1 | 1.64% | 0.25696 | 0.25696 | 15.6682 | 15.6682 | 0 | 0 | 0 | 0 | 0 | 0 | 0
2014-07-20 02:00 | 2 | 1.64% | 0.25696 | 0.25696 | 15.6682 | 15.6682 | 0 | 0 | 0 | 0 | 0 | 0 | 0
2014-07-20 03:00 | 3 | 1.64% | 0.25696 | 0.25696 | 15.6682 | 15.6682 | 0 | 0 | 0 | 0 | 0 | 0 | 0
2014-07-20 04:00 | 4 | 1.64% | 0.25696 | 0.25696 | 15.6682 | 15.6682 | 0.0019608 | 0.0047059 | 0.0047059 | 0.0047059 | 0.0047059 | 0 | 0
2014-07-20 05:00 | 5 | 1.64% | 0.25696 | 0.25696 | 15.6682 | 15.6682 | 0.02402 | 0.057647 | 0.057647 | 0.057647 | 0.057647 | 0 | 0
2014-07-20 06:00 | 6 | 3.28% | 0.51392 | 0.51392 | 15.6682 | 15.6682 | 0.07549 | 0.18118 | 0.18118 | 0.18118 | 0.18118 | 0 | 0
2014-07-20 07:00 | 7 | 4.92% | 0.77088 | 0.77088 | 15.6682 | 15.6682 | 0.18431 | 0.44235 | 0.44235 | 0.44235 | 0.44235 | 0 | 0
2014-07-20 08:00 | 8 | 6.56% | 1.0278 | 1.0278 | 15.6682 | 15.6682 | 0.24069 | 0.57765 | 0.57765 | 0.57765 | 0.57765 | 0 | 0
2014-07-20 09:00 | 9 | 6.56% | 1.0278 | 1.0278 | 15.6682 | 15.6682 | 0.38431 | 0.92235 | 0.92235 | 0.92235 | 0.92235 | 0 | 0
2014-07-20 10:00 | 10 | 4.92% | 0.77088 | 0.77088 | 15.6682 | 15.6682 | 0.4598 | 1.1035 | 1.1035 | 0.77088 | 0.77088 | 0.33265 | 0.33265
2014-07-20 11:00 | 11 | 3.28% | 0.51392 | 0.51392 | 15.6682 | 15.6682 | 0.5 | 1.2 | 1.2 | 0.51392 | 0.51392 | 0.68608 | 0.68608
2014-07-20 12:00 | 12 | 3.28% | 0.51392 | 0.51392 | 15.6682 | 15.6682 | 0.32451 | 0.77882 | 0.77882 | 0.51392 | 0.51392 | 0.26491 | 0.26491
2014-07-20 13:00 | 13 | 3.28% | 0.51392 | 0.51392 | 15.6682 | 15.6682 | 0.43382 | 1.0412 | 1.0412 | 0.51392 | 0.51392 | 0.52726 | 0.52726
2014-07-20 14:00 | 14 | 3.28% | 0.51392 | 0.51392 | 15.6682 | 15.6682 | 0.34804 | 0.83529 | 0.83529 | 0.51392 | 0.51392 | 0.32138 | 0.32138
2014-07-20 15:00 | 15 | 3.28% | 0.51392 | 0.51392 | 15.6682 | 15.6682 | 0.2451 | 0.58824 | 0.58824 | 0.51392 | 0.51392 | 0.074318 | 0.074318
2014-07-20 16:00 | 16 | 3.28% | 0.51392 | 0.51392 | 15.6682 | 15.6682 | 0.18529 | 0.44471 | 0.44471 | 0.44471 | 0.44471 | 0 | 0
2014-07-20 17:00 | 17 | 4.92% | 0.77088 | 0.77088 | 15.6682 | 15.6682 | 0.11078 | 0.26588 | 0.26588 | 0.26588 | 0.26588 | 0 | 0
2014-07-20 18:00 | 18 | 6.56% | 1.0278 | 1.0278 | 15.6682 | 15.6682 | 0.1 | 0.24 | 0.24 | 0.24 | 0.24 | 0 | 0
2014-07-20 19:00 | 19 | 9.84% | 1.5418 | 1.5418 | 15.6682 | 15.6682 | 0.062255 | 0.14941 | 0.14941 | 0.14941 | 0.14941 | 0 | 0
2014-07-20 20:00 | 20 | 8.2% | 1.2848 | 1.2848 | 15.6682 | 15.6682 | 0.022549 | 0.054118 | 0.054118 | 0.054118 | 0.054118 | 0 | 0
2014-07-20 21:00 | 21 | 6.56% | 1.0278 | 1.0278 | 15.6682 | 15.6682 | 0.0029412 | 0.0070588 | 0.0070588 | 0.0070588 | 0.0070588 | 0 | 0
2014-07-20 22:00 | 22 | 4.92% | 0.77088 | 0.77088 | 15.6682 | 15.6682 | 0.0004902 | 0.0011765 | 0.0011765 | 0.0011765 | 0.0011765 | 0 | 0
2014-07-20 23:00 | 23 | 3.28% | 0.51392 | 0.51392 | 15.6682 | 15.6682 | 0 | 0 | 0 | 0 | 0 | 0 | 0
2014-07-21 | 24 | 1.64% | 0.25696 | 0.25696 | 15.6682 | 15.6682 | 0 | 0 | 0 | 0 | 0 | 0 | 0
2014-07-21 01:00 | 1 | 1.64% | 0.25696 | 0.25696 | 15.6682 | 15.6682 | 0 | 0 | 0 | 0 | 0 | 0 | 0
2014-07-21 02:00 | 2 | 1.64% | 0.25696 | 0.25696 | 15.6682 | 15.6682 | 0 | 0 | 0 | 0 | 0 | 0 | 0
2014-07-21 03:00 | 3 | 1.64% | 0.25696 | 0.25696 | 15.6682 | 15.6682 | 0 | 0 | 0 | 0 | 0 | 0 | 0
2014-07-21 04:00 | 4 | 1.64% | 0.25696 | 0.25696 | 15.6682 | 15.6682 | 0.00098039 | 0.0023529 | 0.0023529 | 0.0023529 | 0.0023529 | 0 | 0
2014-07-21 05:00 | 5 | 1.64% | 0.25696 | 0.25696 | 15.6682 | 15.6682 | 0.0093137 | 0.022353 | 0.022353 | 0.022353 | 0.022353 | 0 | 0
2014-07-21 06:00 | 6 | 3.28% | 0.51392 | 0.51392 | 15.6682 | 15.6682 | 0.039216 | 0.094118 | 0.094118 | 0.094118 | 0.094118 | 0 | 0
2014-07-21 07:00 | 7 | 4.92% | 0.77088 | 0.77088 | 15.6682 | 15.6682 | 0.17549 | 0.42118 | 0.42118 | 0.42118 | 0.42118 | 0 | 0
2014-07-21 08:00 | 8 | 6.56% | 1.0278 | 1.0278 | 15.6682 | 15.6682 | 0.31912 | 0.76588 | 0.76588 | 0.76588 | 0.76588 | 0 | 0
2014-07-21 09:00 | 9 | 6.56% | 1.0278 | 1.0278 | 15.6682 | 15.6682 | 0.37843 | 0.90824 | 0.90824 | 0.90824 | 0.90824 | 0 | 0
2014-07-21 10:00 | 10 | 4.92% | 0.77088 | 0.77088 | 15.6682 | 15.6682 | 0.44902 | 1.0776 | 1.0776 | 0.77088 | 0.77088 | 0.30677 | 0.30677
2014-07-21 11:00 | 11 | 3.28% | 0.51392 | 0.51392 | 15.6682 | 15.6682 | 0.53382 | 1.2812 | 1.2812 | 0.51392 | 0.51392 | 0.76726 | 0.76726
2014-07-21 12:00 | 12 | 3.28% | 0.51392 | 0.51392 | 15.6682 | 15.6682 | 0.55539 | 1.3329 | 1.3329 | 0.51392 | 0.51392 | 0.81902 | 0.81902
2014-07-21 13:00 | 13 | 3.28% | 0.51392 | 0.51392 | 15.6682 | 15.6682 | 0.55147 | 1.3235 | 1.3235 | 0.51392 | 0.51392 | 0.80961 | 0.80961
2014-07-21 14:00 | 14 | 3.28% | 0.51392 | 0.51392 | 15.6682 | 15.6682 | 0.54314 | 1.3035 | 1.3035 | 0.51392 | 0.51392 | 0.78961 | 0.78961
2014-07-21 15:00 | 15 | 3.28% | 0.51392 | 0.51392 | 15.6682 | 15.6682 | 0.43284 | 1.0388 | 1.0388 | 0.51392 | 0.51392 | 0.52491 | 0.52491
2014-07-21 16:00 | 16 | 3.28% | 0.51392 | 0.51392 | 15.6682 | 15.6682 | 0.30686 | 0.73647 | 0.73647 | 0.51392 | 0.51392 | 0.22255 | 0.22255
2014-07-21 17:00 | 17 | 4.92% | 0.77088 | 0.77088 | 15.6682 | 15.6682 | 0.18284 | 0.43882 | 0.43882 | 0.43882 | 0.43882 | 0 | 0
2014-07-21 18:00 | 18 | 6.56% | 1.0278 | 1.0278 | 15.6682 | 15.6682 | 0.091176 | 0.21882 | 0.21882 | 0.21882 | 0.21882 | 0 | 0
2014-07-21 19:00 | 19 | 9.84% | 1.5418 | 1.5418 | 15.6682 | 15.6682 | 0.046569 | 0.11176 | 0.11176 | 0.11176 | 0.11176 | 0 | 0
2014-07-21 20:00 | 20 | 8.2% | 1.2848 | 1.2848 | 15.6682 | 15.6682 | 0.022059 | 0.052941 | 0.052941 | 0.052941 | 0.052941 | 0 | 0
2014-07-21 21:00 | 21 | 6.56% | 1.0278 | 1.0278 | 15.6682 | 15.6682 | 0.0053922 | 0.012941 | 0.012941 | 0.012941 | 0.012941 | 0 | 0
2014-07-21 22:00 | 22 | 4.92% | 0.77088 | 0.77088 | 15.6682 | 15.6682 | 0.0004902 | 0.0011765 | 0.0011765 | 0.0011765 | 0.0011765 | 0 | 0
2014-07-21 23:00 | 23 | 3.28% | 0.51392 | 0.51392 | 15.6682 | 15.6682 | 0 | 0 | 0 | 0 | 0 | 0 | 0
2014-07-22 | 24 | 1.64% | 0.25696 | 0.25696 | 15.6682 | 15.6682 | 0 | 0 | 0 | 0 | 0 | 0 | 0
2014-07-22 01:00 | 1 | 1.64% | 0.25696 | 0.25696 | 15.6682 | 15.6682 | 0 | 0 | 0 | 0 | 0 | 0 | 0
2014-07-22 02:00 | 2 | 1.64% | 0.25696 | 0.25696 | 15.6682 | 15.6682 | 0 | 0 | 0 | 0 | 0 | 0 | 0
2014-07-22 03:00 | 3 | 1.64% | 0.25696 | 0.25696 | 15.6682 | 15.6682 | 0 | 0 | 0 | 0 | 0 | 0 | 0
2014-07-22 04:00 | 4 | 1.64% | 0.25696 | 0.25696 | 15.6682 | 15.6682 | 0.00098039 | 0.0023529 | 0.0023529 | 0.0023529 | 0.0023529 | 0 | 0
2014-07-22 05:00 | 5 | 1.64% | 0.25696 | 0.25696 | 15.6682 | 15.6682 | 0.016176 | 0.038824 | 0.038824 | 0.038824 | 0.038824 | 0 | 0
2014-07-22 06:00 | 6 | 3.28% | 0.51392 | 0.51392 | 15.6682 | 15.6682 | 0.072549 | 0.17412 | 0.17412 | 0.17412 | 0.17412 | 0 | 0
2014-07-22 07:00 | 7 | 4.92% | 0.77088 | 0.77088 | 15.6682 | 15.6682 | 0.19412 | 0.46588 | 0.46588 | 0.46588 | 0.46588 | 0 | 0
2014-07-22 08:00 | 8 | 6.56% | 1.0278 | 1.0278 | 15.6682 | 15.6682 | 0.30049 | 0.72118 | 0.72118 | 0.72118 | 0.72118 | 0 | 0
2014-07-22 09:00 | 9 | 6.56% | 1.0278 | 1.0278 | 15.6682 | 15.6682 | 0.46373 | 1.1129 | 1.1129 | 1.0278 | 1.0278 | 0.085107 | 0.085107
2014-07-22 10:00 | 10 | 4.92% | 0.77088 | 0.77088 | 15.6682 | 15.6682 | 0.54559 | 1.3094 | 1.3094 | 0.77088 | 0.77088 | 0.53854 | 0.53854
2014-07-22 11:00 | 11 | 3.28% | 0.51392 | 0.51392 | 15.6682 | 15.6682 | 0.67549 | 1.6212 | 1.6212 | 0.51392 | 0.51392 | 1.1073 | 1.1073
2014-07-22 12:00 | 12 | 3.28% | 0.51392 | 0.51392 | 15.6682 | 15.6682 | 0.68039 | 1.6329 | 1.6329 | 0.51392 | 0.51392 | 1.119 | 1.119
2014-07-22 13:00 | 13 | 3.28% | 0.51392 | 0.51392 | 15.6682 | 15.6682 | 0.65882 | 1.5812 | 1.5812 | 0.51392 | 0.51392 | 1.0673 | 1.0673
2014-07-22 14:00 | 14 | 3.28% | 0.51392 | 0.51392 | 15.6682 | 15.6682 | 0.70392 | 1.6894 | 1.6894 | 0.51392 | 0.51392 | 1.1755 | 1.1755
2014-07-22 15:00 | 15 | 3.28% | 0.51392 | 0.51392 | 15.6682 | 15.6682 | 0.42059 | 1.0094 | 1.0094 | 0.51392 | 0.51392 | 0.49549 | 0.49549
2014-07-22 16:00 | 16 | 3.28% | 0.51392 | 0.51392 | 15.6682 | 15.6682 | 0.31912 | 0.76588 | 0.76588 | 0.51392 | 0.51392 | 0.25197 | 0.25197
2014-07-22 17:00 | 17 | 4.92% | 0.77088 | 0.77088 | 15.6682 | 15.6682 | 0.22402 | 0.53765 | 0.53765 | 0.53765 | 0.53765 | 0 | 0
2014-07-22 18:00 | 18 | 6.56% | 1.0278 | 1.0278 | 15.6682 | 15.6682 | 0.10637 | 0.25529 | 0.25529 | 0.25529 | 0.25529 | 0 | 0
2014-07-22 19:00 | 19 | 9.84% | 1.5418 | 1.5418 | 15.6682 | 15.6682 | 0.059804 | 0.14353 | 0.14353 | 0.14353 | 0.14353 | 0 | 0
2014-07-22 20:00 | 20 | 8.2% | 1.2848 | 1.2848 | 15.6682 | 15.6682 | 0.028922 | 0.069412 | 0.069412 | 0.069412 | 0.069412 | 0 | 0
2014-07-22 21:00 | 21 | 6.56% | 1.0278 | 1.0278 | 15.6682 | 15.6682 | 0.0063725 | 0.015294 | 0.015294 | 0.015294 | 0.015294 | 0 | 0
2014-07-22 22:00 | 22 | 4.92% | 0.77088 | 0.77088 | 15.6682 | 15.6682 | 0.0004902 | 0.0011765 | 0.0011765 | 0.0011765 | 0.0011765 | 0 | 0
2014-07-22 23:00 | 23 | 3.28% | 0.51392 | 0.51392 | 15.6682 | 15.6682 | 0 | 0 | 0 | 0 | 0 | 0 | 0
2014-07-23 | 24 | 1.64% | 0.25696 | 0.25696 | 15.6682 | 15.6682 | 0 | 0 | 0 | 0 | 0 | 0 | 0
2014-07-23 01:00 | 1 | 1.64% | 0.25696 | 0.25696 | 15.6682 | 15.6682 | 0 | 0 | 0 | 0 | 0 | 0 | 0
2014-07-23 02:00 | 2 | 1.64% | 0.25696 | 0.25696 | 15.6682 | 15.6682 | 0 | 0 | 0 | 0 | 0 | 0 | 0
2014-07-23 03:00 | 3 | 1.64% | 0.25696 | 0.25696 | 15.6682 | 15.6682 | 0 | 0 | 0 | 0 | 0 | 0 | 0
2014-07-23 04:00 | 4 | 1.64% | 0.25696 | 0.25696 | 15.6682 | 15.6682 | 0 | 0 | 0 | 0 | 0 | 0 | 0
2014-07-23 05:00 | 5 | 1.64% | 0.25696 | 0.25696 | 15.6682 | 15.6682 | 0.016667 | 0.04 | 0.04 | 0.04 | 0.04 | 0 | 0
2014-07-23 06:00 | 6 | 3.28% | 0.51392 | 0.51392 | 15.6682 | 15.6682 | 0.043627 | 0.10471 | 0.10471 | 0.10471 | 0.10471 | 0 | 0
2014-07-23 07:00 | 7 | 4.92% | 0.77088 | 0.77088 | 15.6682 | 15.6682 | 0.16078 | 0.38588 | 0.38588 | 0.38588 | 0.38588 | 0 | 0
2014-07-23 08:00 | 8 | 6.56% | 1.0278 | 1.0278 | 15.6682 | 15.6682 | 0.33676 | 0.80824 | 0.80824 | 0.80824 | 0.80824 | 0 | 0
2014-07-23 09:00 | 9 | 6.56% | 1.0278 | 1.0278 | 15.6682 | 15.6682 | 0.39412 | 0.94588 | 0.94588 | 0.94588 | 0.94588 | 0 | 0
2014-07-23 10:00 | 10 | 4.92% | 0.77088 | 0.77088 | 15.6682 | 15.6682 | 0.62157 | 1.4918 | 1.4918 | 0.77088 | 0.77088 | 0.72089 | 0.72089
2014-07-23 11:00 | 11 | 3.28% | 0.51392 | 0.51392 | 15.6682 | 15.6682 | 0.55294 | 1.3271 | 1.3271 | 0.51392 | 0.51392 | 0.81314 | 0.81314
2014-07-23 12:00 | 12 | 3.28% | 0.51392 | 0.51392 | 15.6682 | 15.6682 | 0.57941 | 1.3906 | 1.3906 | 0.51392 | 0.51392 | 0.87667 | 0.87667
2014-07-23 13:00 | 13 | 3.28% | 0.51392 | 0.51392 | 15.6682 | 15.6682 | 0.33627 | 0.80706 | 0.80706 | 0.51392 | 0.51392 | 0.29314 | 0.29314
2014-07-23 14:00 | 14 | 3.28% | 0.51392 | 0.51392 | 15.6682 | 15.6682 | 0.41961 | 1.0071 | 1.0071 | 0.51392 | 0.51392 | 0.49314 | 0.49314
2014-07-23 15:00 | 15 | 3.28% | 0.51392 | 0.51392 | 15.6682 | 15.6682 | 0.38137 | 0.91529 | 0.91529 | 0.51392 | 0.51392 | 0.40138 | 0.40138
2014-07-23 16:00 | 16 | 3.28% | 0.51392 | 0.51392 | 15.6682 | 15.6682 | 0.35 | 0.84 | 0.84 | 0.51392 | 0.51392 | 0.32608 | 0.32608
2014-07-23 17:00 | 17 | 4.92% | 0.77088 | 0.77088 | 15.6682 | 15.6682 | 0.21667 | 0.52 | 0.52 | 0.52 | 0.52 | 0 | 0
2014-07-23 18:00 | 18 | 6.56% | 1.0278 | 1.0278 | 15.6682 | 15.6682 | 0.091667 | 0.22 | 0.22 | 0.22 | 0.22 | 0 | 0
2014-07-23 19:00 | 19 | 9.84% | 1.5418 | 1.5418 | 15.6682 | 15.6682 | 0.043627 | 0.10471 | 0.10471 | 0.10471 | 0.10471 | 0 | 0
2014-07-23 20:00 | 20 | 8.2% | 1.2848 | 1.2848 | 15.6682 | 15.6682 | 0.021078 | 0.050588 | 0.050588 | 0.050588 | 0.050588 | 0 | 0
2014-07-23 21:00 | 21 | 6.56% | 1.0278 | 1.0278 | 15.6682 | 15.6682 | 0.0044118 | 0.010588 | 0.010588 | 0.010588 | 0.010588 | 0 | 0
2014-07-23 22:00 | 22 | 4.92% | 0.77088 | 0.77088 | 15.6682 | 15.6682 | 0.0004902 | 0.0011765 | 0.0011765 | 0.0011765 | 0.0011765 | 0 | 0
2014-07-23 23:00 | 23 | 3.28% | 0.51392 | 0.51392 | 15.6682 | 15.6682 | 0 | 0 | 0 | 0 | 0 | 0 | 0
2014-07-24 | 24 | 1.64% | 0.25696 | 0.25696 | 15.6682 | 15.6682 | 0 | 0 | 0 | 0 | 0 | 0 | 0
2014-07-24 01:00 | 1 | 1.64% | 0.25696 | 0.25696 | 15.6682 | 15.6682 | 0 | 0 | 0 | 0 | 0 | 0 | 0
2014-07-24 02:00 | 2 | 1.64% | 0.25696 | 0.25696 | 15.6682 | 15.6682 | 0 | 0 | 0 | 0 | 0 | 0 | 0
2014-07-24 03:00 | 3 | 1.64% | 0.25696 | 0.25696 | 15.6682 | 15.6682 | 0 | 0 | 0 | 0 | 0 | 0 | 0
2014-07-24 04:00 | 4 | 1.64% | 0.25696 | 0.25696 | 15.6682 | 15.6682 | 0 | 0 | 0 | 0 | 0 | 0 | 0
2014-07-24 05:00 | 5 | 1.64% | 0.25696 | 0.25696 | 15.6682 | 15.6682 | 0.013235 | 0.031765 | 0.031765 | 0.031765 | 0.031765 | 0 | 0
2014-07-24 06:00 | 6 | 3.28% | 0.51392 | 0.51392 | 15.6682 | 15.6682 | 0.077941 | 0.18706 | 0.18706 | 0.18706 | 0.18706 | 0 | 0
2014-07-24 07:00 | 7 | 4.92% | 0.77088 | 0.77088 | 15.6682 | 15.6682 | 0.19657 | 0.47176 | 0.47176 | 0.47176 | 0.47176 | 0 | 0
2014-07-24 08:00 | 8 | 6.56% | 1.0278 | 1.0278 | 15.6682 | 15.6682 | 0.35588 | 0.85412 | 0.85412 | 0.85412 | 0.85412 | 0 | 0
2014-07-24 09:00 | 9 | 6.56% | 1.0278 | 1.0278 | 15.6682 | 15.6682 | 0.51176 | 1.2282 | 1.2282 | 1.0278 | 1.0278 | 0.2004 | 0.2004
2014-07-24 10:00 | 10 | 4.92% | 0.77088 | 0.77088 | 15.6682 | 15.6682 | 0.4848 | 1.1635 | 1.1635 | 0.77088 | 0.77088 | 0.39265 | 0.39265
2014-07-24 11:00 | 11 | 3.28% | 0.51392 | 0.51392 | 15.6682 | 15.6682 | 0.61618 | 1.4788 | 1.4788 | 0.51392 | 0.51392 | 0.96491 | 0.96491
2014-07-24 12:00 | 12 | 3.28% | 0.51392 | 0.51392 | 15.6682 | 15.6682 | 0.57108 | 1.3706 | 1.3706 | 0.51392 | 0.51392 | 0.85667 | 0.85667
2014-07-24 13:00 | 13 | 3.28% | 0.51392 | 0.51392 | 15.6682 | 15.6682 | 0.44069 | 1.0576 | 1.0576 | 0.51392 | 0.51392 | 0.54373 | 0.54373
2014-07-24 14:00 | 14 | 3.28% | 0.51392 | 0.51392 | 15.6682 | 15.6682 | 0.36225 | 0.86941 | 0.86941 | 0.51392 | 0.51392 | 0.35549 | 0.35549
2014-07-24 15:00 | 15 | 3.28% | 0.51392 | 0.51392 | 15.6682 | 15.6682 | 0.28676 | 0.68824 | 0.68824 | 0.51392 | 0.51392 | 0.17432 | 0.17432
2014-07-24 16:00 | 16 | 3.28% | 0.51392 | 0.51392 | 15.6682 | 15.6682 | 0.21618 | 0.51882 | 0.51882 | 0.51392 | 0.51392 | 0.0049065 | 0.0049065
2014-07-24 17:00 | 17 | 4.92% | 0.77088 | 0.77088 | 15.6682 | 15.6682 | 0.15637 | 0.37529 | 0.37529 | 0.37529 | 0.37529 | 0 | 0
2014-07-24 18:00 | 18 | 6.56% | 1.0278 | 1.0278 | 15.6682 | 15.6682 | 0.079902 | 0.19176 | 0.19176 | 0.19176 | 0.19176 | 0 | 0
2014-07-24 19:00 | 19 | 9.84% | 1.5418 | 1.5418 | 15.6682 | 15.6682 | 0.043627 | 0.10471 | 0.10471 | 0.10471 | 0.10471 | 0 | 0
2014-07-24 20:00 | 20 | 8.2% | 1.2848 | 1.2848 | 15.6682 | 15.6682 | 0.02549 | 0.061176 | 0.061176 | 0.061176 | 0.061176 | 0 | 0
2014-07-24 21:00 | 21 | 6.56% | 1.0278 | 1.0278 | 15.6682 | 15.6682 | 0.0058824 | 0.014118 | 0.014118 | 0.014118 | 0.014118 | 0 | 0
2014-07-24 22:00 | 22 | 4.92% | 0.77088 | 0.77088 | 15.6682 | 15.6682 | 0.0004902 | 0.0011765 | 0.0011765 | 0.0011765 | 0.0011765 | 0 | 0
2014-07-24 23:00 | 23 | 3.28% | 0.51392 | 0.51392 | 15.6682 | 15.6682 | 0 | 0 | 0 | 0 | 0 | 0 | 0
2014-07-25 | 24 | 1.64% | 0.25696 | 0.25696 | 15.6682 | 15.6682 | 0 | 0 | 0 | 0 | 0 | 0 | 0
2014-07-25 01:00 | 1 | 1.64% | 0.25696 | 0.25696 | 15.6682 | 15.6682 | 0 | 0 | 0 | 0 | 0 | 0 | 0
2014-07-25 02:00 | 2 | 1.64% | 0.25696 | 0.25696 | 15.6682 | 15.6682 | 0 | 0 | 0 | 0 | 0 | 0 | 0
2014-07-25 03:00 | 3 | 1.64% | 0.25696 | 0.25696 | 15.6682 | 15.6682 | 0 | 0 | 0 | 0 | 0 | 0 | 0
2014-07-25 04:00 | 4 | 1.64% | 0.25696 | 0.25696 | 15.6682 | 15.6682 | 0.00098039 | 0.0023529 | 0.0023529 | 0.0023529 | 0.0023529 | 0 | 0
2014-07-25 05:00 | 5 | 1.64% | 0.25696 | 0.25696 | 15.6682 | 15.6682 | 0.017157 | 0.041176 | 0.041176 | 0.041176 | 0.041176 | 0 | 0
2014-07-25 06:00 | 6 | 3.28% | 0.51392 | 0.51392 | 15.6682 | 15.6682 | 0.067157 | 0.16118 | 0.16118 | 0.16118 | 0.16118 | 0 | 0
2014-07-25 07:00 | 7 | 4.92% | 0.77088 | 0.77088 | 15.6682 | 15.6682 | 0.17402 | 0.41765 | 0.41765 | 0.41765 | 0.41765 | 0 | 0
2014-07-25 08:00 | 8 | 6.56% | 1.0278 | 1.0278 | 15.6682 | 15.6682 | 0.29118 | 0.69882 | 0.69882 | 0.69882 | 0.69882 | 0 | 0
2014-07-25 09:00 | 9 | 6.56% | 1.0278 | 1.0278 | 15.6682 | 15.6682 | 0.39559 | 0.94941 | 0.94941 | 0.94941 | 0.94941 | 0 | 0
2014-07-25 10:00 | 10 | 4.92% | 0.77088 | 0.77088 | 15.6682 | 15.6682 | 0.47549 | 1.1412 | 1.1412 | 0.77088 | 0.77088 | 0.3703 | 0.3703
2014-07-25 11:00 | 11 | 3.28% | 0.51392 | 0.51392 | 15.6682 | 15.6682 | 0.5299 | 1.2718 | 1.2718 | 0.51392 | 0.51392 | 0.75785 | 0.75785
2014-07-25 12:00 | 12 | 3.28% | 0.51392 | 0.51392 | 15.6682 | 15.6682 | 0.5652 | 1.3565 | 1.3565 | 0.51392 | 0.51392 | 0.84255 | 0.84255
2014-07-25 13:00 | 13 | 3.28% | 0.51392 | 0.51392 | 15.6682 | 15.6682 | 0.62451 | 1.4988 | 1.4988 | 0.51392 | 0.51392 | 0.98491 | 0.98491
2014-07-25 14:00 | 14 | 3.28% | 0.51392 | 0.51392 | 15.6682 | 15.6682 | 0.52157 | 1.2518 | 1.2518 | 0.51392 | 0.51392 | 0.73785 | 0.73785
2014-07-25 15:00 | 15 | 3.28% | 0.51392 | 0.51392 | 15.6682 | 15.6682 | 0.33088 | 0.79412 | 0.79412 | 0.51392 | 0.51392 | 0.2802 | 0.2802
2014-07-25 16:00 | 16 | 3.28% | 0.51392 | 0.51392 | 15.6682 | 15.6682 | 0.27255 | 0.65412 | 0.65412 | 0.51392 | 0.51392 | 0.1402 | 0.1402
2014-07-25 17:00 | 17 | 4.92% | 0.77088 | 0.77088 | 15.6682 | 15.6682 | 0.1598 | 0.38353 | 0.38353 | 0.38353 | 0.38353 | 0 | 0
2014-07-25 18:00 | 18 | 6.56% | 1.0278 | 1.0278 | 15.6682 | 15.6682 | 0.084804 | 0.20353 | 0.20353 | 0.20353 | 0.20353 | 0 | 0
2014-07-25 19:00 | 19 | 9.84% | 1.5418 | 1.5418 | 15.6682 | 15.6682 | 0.048529 | 0.11647 | 0.11647 | 0.11647 | 0.11647 | 0 | 0
2014-07-25 20:00 | 20 | 8.2% | 1.2848 | 1.2848 | 15.6682 | 15.6682 | 0.02402 | 0.057647 | 0.057647 | 0.057647 | 0.057647 | 0 | 0
2014-07-25 21:00 | 21 | 6.56% | 1.0278 | 1.0278 | 15.6682 | 15.6682 | 0.0058824 | 0.014118 | 0.014118 | 0.014118 | 0.014118 | 0 | 0
2014-07-25 22:00 | 22 | 4.92% | 0.77088 | 0.77088 | 15.6682 | 15.6682 | 0.0004902 | 0.0011765 | 0.0011765 | 0.0011765 | 0.0011765 | 0 | 0
2014-07-25 23:00 | 23 | 3.28% | 0.51392 | 0.51392 | 15.6682 | 15.6682 | 0 | 0 | 0 | 0 | 0 | 0 | 0
2014-07-26 | 24 | 1.64% | 0.25696 | 0.25696 | 15.6682 | 15.6682 | 0 | 0 | 0 | 0 | 0 | 0 | 0
2014-07-26 01:00 | 1 | 1.64% | 0.25696 | 0.25696 | 15.6682 | 15.6682 | 0 | 0 | 0 | 0 | 0 | 0 | 0
2014-07-26 02:00 | 2 | 1.64% | 0.25696 | 0.25696 | 15.6682 | 15.6682 | 0 | 0 | 0 | 0 | 0 | 0 | 0
2014-07-26 03:00 | 3 | 1.64% | 0.25696 | 0.25696 | 15.6682 | 15.6682 | 0 | 0 | 0 | 0 | 0 | 0 | 0
2014-07-26 04:00 | 4 | 1.64% | 0.25696 | 0.25696 | 15.6682 | 15.6682 | 0.0004902 | 0.0011765 | 0.0011765 | 0.0011765 | 0.0011765 | 0 | 0
2014-07-26 05:00 | 5 | 1.64% | 0.25696 | 0.25696 | 15.6682 | 15.6682 | 0.011765 | 0.028235 | 0.028235 | 0.028235 | 0.028235 | 0 | 0
2014-07-26 06:00 | 6 | 3.28% | 0.51392 | 0.51392 | 15.6682 | 15.6682 | 0.061275 | 0.14706 | 0.14706 | 0.14706 | 0.14706 | 0 | 0
2014-07-26 07:00 | 7 | 4.92% | 0.77088 | 0.77088 | 15.6682 | 15.6682 | 0.16765 | 0.40235 | 0.40235 | 0.40235 | 0.40235 | 0 | 0
2014-07-26 08:00 | 8 | 6.56% | 1.0278 | 1.0278 | 15.6682 | 15.6682 | 0.2902 | 0.69647 | 0.69647 | 0.69647 | 0.69647 | 0 | 0
2014-07-26 09:00 | 9 | 6.56% | 1.0278 | 1.0278 | 15.6682 | 15.6682 | 0.38039 | 0.91294 | 0.91294 | 0.91294 | 0.91294 | 0 | 0
2014-07-26 10:00 | 10 | 4.92% | 0.77088 | 0.77088 | 15.6682 | 15.6682 | 0.49706 | 1.1929 | 1.1929 | 0.77088 | 0.77088 | 0.42207 | 0.42207
2014-07-26 11:00 | 11 | 3.28% | 0.51392 | 0.51392 | 15.6682 | 15.6682 | 0.5701 | 1.3682 | 1.3682 | 0.51392 | 0.51392 | 0.85432 | 0.85432
2014-07-26 12:00 | 12 | 3.28% | 0.51392 | 0.51392 | 15.6682 | 15.6682 | 0.59804 | 1.4353 | 1.4353 | 0.51392 | 0.51392 | 0.92138 | 0.92138
2014-07-26 13:00 | 13 | 3.28% | 0.51392 | 0.51392 | 15.6682 | 15.6682 | 0.54755 | 1.3141 | 1.3141 | 0.51392 | 0.51392 | 0.8002 | 0.8002
2014-07-26 14:00 | 14 | 3.28% | 0.51392 | 0.51392 | 15.6682 | 15.6682 | 0.54706 | 1.3129 | 1.3129 | 0.51392 | 0.51392 | 0.79902 | 0.79902
2014-07-26 15:00 | 15 | 3.28% | 0.51392 | 0.51392 | 15.6682 | 15.6682 | 0.39314 | 0.94353 | 0.94353 | 0.51392 | 0.51392 | 0.42961 | 0.42961
2014-07-26 16:00 | 16 | 3.28% | 0.51392 | 0.51392 | 15.6682 | 15.6682 | 0.2701 | 0.64824 | 0.64824 | 0.51392 | 0.51392 | 0.13432 | 0.13432
2014-07-26 17:00 | 17 | 4.92% | 0.77088 | 0.77088 | 15.6682 | 15.6682 | 0.11912 | 0.28588 | 0.28588 | 0.28588 | 0.28588 | 0 | 0
2014-07-26 18:00 | 18 | 6.56% | 1.0278 | 1.0278 | 15.6682 | 15.6682 | 0.077451 | 0.18588 | 0.18588 | 0.18588 | 0.18588 | 0 | 0
2014-07-26 19:00 | 19 | 9.84% | 1.5418 | 1.5418 | 15.6682 | 15.6682 | 0.040686 | 0.097647 | 0.097647 | 0.097647 | 0.097647 | 0 | 0
2014-07-26 20:00 | 20 | 8.2% | 1.2848 | 1.2848 | 15.6682 | 15.6682 | 0.022549 | 0.054118 | 0.054118 | 0.054118 | 0.054118 | 0 | 0
2014-07-26 21:00 | 21 | 6.56% | 1.0278 | 1.0278 | 15.6682 | 15.6682 | 0.0068627 | 0.016471 | 0.016471 | 0.016471 | 0.016471 | 0 | 0
2014-07-26 22:00 | 22 | 4.92% | 0.77088 | 0.77088 | 15.6682 | 15.6682 | 0.0004902 | 0.0011765 | 0.0011765 | 0.0011765 | 0.0011765 | 0 | 0
2014-07-26 23:00 | 23 | 3.28% | 0.51392 | 0.51392 | 15.6682 | 15.6682 | 0 | 0 | 0 | 0 | 0 | 0 | 0
2014-07-27 | 24 | 1.64% | 0.25696 | 0.25696 | 15.6682 | 15.6682 | 0 | 0 | 0 | 0 | 0 | 0 | 0
2014-07-27 01:00 | 1 | 1.64% | 0.25696 | 0.25696 | 15.6682 | 15.6682 | 0 | 0 | 0 | 0 | 0 | 0 | 0
2014-07-27 02:00 | 2 | 1.64% | 0.25696 | 0.25696 | 15.6682 | 15.6682 | 0 | 0 | 0 | 0 | 0 | 0 | 0
2014-07-27 03:00 | 3 | 1.64% | 0.25696 | 0.25696 | 15.6682 | 15.6682 | 0 | 0 | 0 | 0 | 0 | 0 | 0
2014-07-27 04:00 | 4 | 1.64% | 0.25696 | 0.25696 | 15.6682 | 15.6682 | 0 | 0 | 0 | 0 | 0 | 0 | 0
2014-07-27 05:00 | 5 | 1.64% | 0.25696 | 0.25696 | 15.6682 | 15.6682 | 0.015196 | 0.036471 | 0.036471 | 0.036471 | 0.036471 | 0 | 0
2014-07-27 06:00 | 6 | 3.28% | 0.51392 | 0.51392 | 15.6682 | 15.6682 | 0.062745 | 0.15059 | 0.15059 | 0.15059 | 0.15059 | 0 | 0
2014-07-27 07:00 | 7 | 4.92% | 0.77088 | 0.77088 | 15.6682 | 15.6682 | 0.18775 | 0.45059 | 0.45059 | 0.45059 | 0.45059 | 0 | 0
2014-07-27 08:00 | 8 | 6.56% | 1.0278 | 1.0278 | 15.6682 | 15.6682 | 0.37304 | 0.89529 | 0.89529 | 0.89529 | 0.89529 | 0 | 0
2014-07-27 09:00 | 9 | 6.56% | 1.0278 | 1.0278 | 15.6682 | 15.6682 | 0.51275 | 1.2306 | 1.2306 | 1.0278 | 1.0278 | 0.20275 | 0.20275
2014-07-27 10:00 | 10 | 4.92% | 0.77088 | 0.77088 | 15.6682 | 15.6682 | 0.57206 | 1.3729 | 1.3729 | 0.77088 | 0.77088 | 0.60207 | 0.60207
2014-07-27 11:00 | 11 | 3.28% | 0.51392 | 0.51392 | 15.6682 | 15.6682 | 0.58775 | 1.4106 | 1.4106 | 0.51392 | 0.51392 | 0.89667 | 0.89667
2014-07-27 12:00 | 12 | 3.28% | 0.51392 | 0.51392 | 15.6682 | 15.6682 | 0.51275 | 1.2306 | 1.2306 | 0.51392 | 0.51392 | 0.71667 | 0.71667
2014-07-27 13:00 | 13 | 3.28% | 0.51392 | 0.51392 | 15.6682 | 15.6682 | 0.44902 | 1.0776 | 1.0776 | 0.51392 | 0.51392 | 0.56373 | 0.56373
2014-07-27 14:00 | 14 | 3.28% | 0.51392 | 0.51392 | 15.6682 | 15.6682 | 0.41667 | 1 | 1 | 0.51392 | 0.51392 | 0.48608 | 0.48608
2014-07-27 15:00 | 15 | 3.28% | 0.51392 | 0.51392 | 15.6682 | 15.6682 | 0.41961 | 1.0071 | 1.0071 | 0.51392 | 0.51392 | 0.49314 | 0.49314
2014-07-27 16:00 | 16 | 3.28% | 0.51392 | 0.51392 | 15.6682 | 15.6682 | 0.33088 | 0.79412 | 0.79412 | 0.51392 | 0.51392 | 0.2802 | 0.2802
2014-07-27 17:00 | 17 | 4.92% | 0.77088 | 0.77088 | 15.6682 | 15.6682 | 0.21029 | 0.50471 | 0.50471 | 0.50471 | 0.50471 | 0 | 0
2014-07-27 18:00 | 18 | 6.56% | 1.0278 | 1.0278 | 15.6682 | 15.6682 | 0.078922 | 0.18941 | 0.18941 | 0.18941 | 0.18941 | 0 | 0
2014-07-27 19:00 | 19 | 9.84% | 1.5418 | 1.5418 | 15.6682 | 15.6682 | 0.041667 | 0.1 | 0.1 | 0.1 | 0.1 | 0 | 0
2014-07-27 20:00 | 20 | 8.2% | 1.2848 | 1.2848 | 15.6682 | 15.6682 | 0.021078 | 0.050588 | 0.050588 | 0.050588 | 0.050588 | 0 | 0
2014-07-27 21:00 | 21 | 6.56% | 1.0278 | 1.0278 | 15.6682 | 15.6682 | 0.0034314 | 0.0082353 | 0.0082353 | 0.0082353 | 0.0082353 | 0 | 0
2014-07-27 22:00 | 22 | 4.92% | 0.77088 | 0.77088 | 15.6682 | 15.6682 | 0 | 0 | 0 | 0 | 0 | 0 | 0
2014-07-27 23:00 | 23 | 3.28% | 0.51392 | 0.51392 | 15.6682 | 15.6682 | 0 | 0 | 0 | 0 | 0 | 0 | 0
2014-07-28 | 24 | 1.64% | 0.25696 | 0.25696 | 15.6682 | 15.6682 | 0 | 0 | 0 | 0 | 0 | 0 | 0
2014-07-28 01:00 | 1 | 1.64% | 0.25696 | 0.25696 | 15.6682 | 15.6682 | 0 | 0 | 0 | 0 | 0 | 0 | 0
2014-07-28 02:00 | 2 | 1.64% | 0.25696 | 0.25696 | 15.6682 | 15.6682 | 0 | 0 | 0 | 0 | 0 | 0 | 0
2014-07-28 03:00 | 3 | 1.64% | 0.25696 | 0.25696 | 15.6682 | 15.6682 | 0 | 0 | 0 | 0 | 0 | 0 | 0
2014-07-28 04:00 | 4 | 1.64% | 0.25696 | 0.25696 | 15.6682 | 15.6682 | 0 | 0 | 0 | 0 | 0 | 0 | 0
2014-07-28 05:00 | 5 | 1.64% | 0.25696 | 0.25696 | 15.6682 | 15.6682 | 0.014216 | 0.034118 | 0.034118 | 0.034118 | 0.034118 | 0 | 0
2014-07-28 06:00 | 6 | 3.28% | 0.51392 | 0.51392 | 15.6682 | 15.6682 | 0.072059 | 0.17294 | 0.17294 | 0.17294 | 0.17294 | 0 | 0
2014-07-28 07:00 | 7 | 4.92% | 0.77088 | 0.77088 | 15.6682 | 15.6682 | 0.21275 | 0.51059 | 0.51059 | 0.51059 | 0.51059 | 0 | 0
2014-07-28 08:00 | 8 | 6.56% | 1.0278 | 1.0278 | 15.6682 | 15.6682 | 0.4 | 0.96 | 0.96 | 0.96 | 0.96 | 0 | 0
2014-07-28 09:00 | 9 | 6.56% | 1.0278 | 1.0278 | 15.6682 | 15.6682 | 0.56176 | 1.3482 | 1.3482 | 1.0278 | 1.0278 | 0.3204 | 0.3204
2014-07-28 10:00 | 10 | 4.92% | 0.77088 | 0.77088 | 15.6682 | 15.6682 | 0.6348 | 1.5235 | 1.5235 | 0.77088 | 0.77088 | 0.75265 | 0.75265
2014-07-28 11:00 | 11 | 3.28% | 0.51392 | 0.51392 | 15.6682 | 15.6682 | 0.72255 | 1.7341 | 1.7341 | 0.51392 | 0.51392 | 1.2202 | 1.2202
2014-07-28 12:00 | 12 | 3.28% | 0.51392 | 0.51392 | 15.6682 | 15.6682 | 0.75931 | 1.8224 | 1.8224 | 0.51392 | 0.51392 | 1.3084 | 1.3084
2014-07-28 13:00 | 13 | 3.28% | 0.51392 | 0.51392 | 15.6682 | 15.6682 | 0.73529 | 1.7647 | 1.7647 | 0.51392 | 0.51392 | 1.2508 | 1.2508
2014-07-28 14:00 | 14 | 3.28% | 0.51392 | 0.51392 | 15.6682 | 15.6682 | 0.69804 | 1.6753 | 1.6753 | 0.51392 | 0.51392 | 1.1614 | 1.1614
2014-07-28 15:00 | 15 | 3.28% | 0.51392 | 0.51392 | 15.6682 | 15.6682 | 0.4348 | 1.0435 | 1.0435 | 0.51392 | 0.51392 | 0.52961 | 0.52961
2014-07-28 16:00 | 16 | 3.28% | 0.51392 | 0.51392 | 15.6682 | 15.6682 | 0.34804 | 0.83529 | 0.83529 | 0.51392 | 0.51392 | 0.32138 | 0.32138
2014-07-28 17:00 | 17 | 4.92% | 0.77088 | 0.77088 | 15.6682 | 15.6682 | 0.15098 | 0.36235 | 0.36235 | 0.36235 | 0.36235 | 0 | 0
2014-07-28 18:00 | 18 | 6.56% | 1.0278 | 1.0278 | 15.6682 | 15.6682 | 0.066667 | 0.16 | 0.16 | 0.16 | 0.16 | 0 | 0
2014-07-28 19:00 | 19 | 9.84% | 1.5418 | 1.5418 | 15.6682 | 15.6682 | 0.038725 | 0.092941 | 0.092941 | 0.092941 | 0.092941 | 0 | 0
2014-07-28 20:00 | 20 | 8.2% | 1.2848 | 1.2848 | 15.6682 | 15.6682 | 0.016667 | 0.04 | 0.04 | 0.04 | 0.04 | 0 | 0
2014-07-28 21:00 | 21 | 6.56% | 1.0278 | 1.0278 | 15.6682 | 15.6682 | 0.0019608 | 0.0047059 | 0.0047059 | 0.0047059 | 0.0047059 | 0 | 0
2014-07-28 22:00 | 22 | 4.92% | 0.77088 | 0.77088 | 15.6682 | 15.6682 | 0 | 0 | 0 | 0 | 0 | 0 | 0
2014-07-28 23:00 | 23 | 3.28% | 0.51392 | 0.51392 | 15.6682 | 15.6682 | 0 | 0 | 0 | 0 | 0 | 0 | 0
2014-07-29 | 24 | 1.64% | 0.25696 | 0.25696 | 15.6682 | 15.6682 | 0 | 0 | 0 | 0 | 0 | 0 | 0
2014-07-29 01:00 | 1 | 1.64% | 0.25696 | 0.25696 | 15.6682 | 15.6682 | 0 | 0 | 0 | 0 | 0 | 0 | 0
2014-07-29 02:00 | 2 | 1.64% | 0.25696 | 0.25696 | 15.6682 | 15.6682 | 0 | 0 | 0 | 0 | 0 | 0 | 0
2014-07-29 03:00 | 3 | 1.64% | 0.25696 | 0.25696 | 15.6682 | 15.6682 | 0 | 0 | 0 | 0 | 0 | 0 | 0
2014-07-29 04:00 | 4 | 1.64% | 0.25696 | 0.25696 | 15.6682 | 15.6682 | 0 | 0 | 0 | 0 | 0 | 0 | 0
2014-07-29 05:00 | 5 | 1.64% | 0.25696 | 0.25696 | 15.6682 | 15.6682 | 0.011275 | 0.027059 | 0.027059 | 0.027059 | 0.027059 | 0 | 0
2014-07-29 06:00 | 6 | 3.28% | 0.51392 | 0.51392 | 15.6682 | 15.6682 | 0.083824 | 0.20118 | 0.20118 | 0.20118 | 0.20118 | 0 | 0
2014-07-29 07:00 | 7 | 4.92% | 0.77088 | 0.77088 | 15.6682 | 15.6682 | 0.24804 | 0.59529 | 0.59529 | 0.59529 | 0.59529 | 0 | 0
2014-07-29 08:00 | 8 | 6.56% | 1.0278 | 1.0278 | 15.6682 | 15.6682 | 0.42353 | 1.0165 | 1.0165 | 1.0165 | 1.0165 | 0 | 0
2014-07-29 09:00 | 9 | 6.56% | 1.0278 | 1.0278 | 15.6682 | 15.6682 | 0.57059 | 1.3694 | 1.3694 | 1.0278 | 1.0278 | 0.34158 | 0.34158
2014-07-29 10:00 | 10 | 4.92% | 0.77088 | 0.77088 | 15.6682 | 15.6682 | 0.6451 | 1.5482 | 1.5482 | 0.77088 | 0.77088 | 0.77736 | 0.77736
2014-07-29 11:00 | 11 | 3.28% | 0.51392 | 0.51392 | 15.6682 | 15.6682 | 0.58676 | 1.4082 | 1.4082 | 0.51392 | 0.51392 | 0.89432 | 0.89432
2014-07-29 12:00 | 12 | 3.28% | 0.51392 | 0.51392 | 15.6682 | 15.6682 | 0.69951 | 1.6788 | 1.6788 | 0.51392 | 0.51392 | 1.1649 | 1.1649
2014-07-29 13:00 | 13 | 3.28% | 0.51392 | 0.51392 | 15.6682 | 15.6682 | 0.65392 | 1.5694 | 1.5694 | 0.51392 | 0.51392 | 1.0555 | 1.0555
2014-07-29 14:00 | 14 | 3.28% | 0.51392 | 0.51392 | 15.6682 | 15.6682 | 0.57353 | 1.3765 | 1.3765 | 0.51392 | 0.51392 | 0.86255 | 0.86255
2014-07-29 15:00 | 15 | 3.28% | 0.51392 | 0.51392 | 15.6682 | 15.6682 | 0.44902 | 1.0776 | 1.0776 | 0.51392 | 0.51392 | 0.56373 | 0.56373
2014-07-29 16:00 | 16 | 3.28% | 0.51392 | 0.51392 | 15.6682 | 15.6682 | 0.30686 | 0.73647 | 0.73647 | 0.51392 | 0.51392 | 0.22255 | 0.22255
2014-07-29 17:00 | 17 | 4.92% | 0.77088 | 0.77088 | 15.6682 | 15.6682 | 0.15049 | 0.36118 | 0.36118 | 0.36118 | 0.36118 | 0 | 0
2014-07-29 18:00 | 18 | 6.56% | 1.0278 | 1.0278 | 15.6682 | 15.6682 | 0.056373 | 0.13529 | 0.13529 | 0.13529 | 0.13529 | 0 | 0
2014-07-29 19:00 | 19 | 9.84% | 1.5418 | 1.5418 | 15.6682 | 15.6682 | 0.042647 | 0.10235 | 0.10235 | 0.10235 | 0.10235 | 0 | 0
2014-07-29 20:00 | 20 | 8.2% | 1.2848 | 1.2848 | 15.6682 | 15.6682 | 0.018137 | 0.043529 | 0.043529 | 0.043529 | 0.043529 | 0 | 0
2014-07-29 21:00 | 21 | 6.56% | 1.0278 | 1.0278 | 15.6682 | 15.6682 | 0.0019608 | 0.0047059 | 0.0047059 | 0.0047059 | 0.0047059 | 0 | 0
2014-07-29 22:00 | 22 | 4.92% | 0.77088 | 0.77088 | 15.6682 | 15.6682 | 0 | 0 | 0 | 0 | 0 | 0 | 0
2014-07-29 23:00 | 23 | 3.28% | 0.51392 | 0.51392 | 15.6682 | 15.6682 | 0 | 0 | 0 | 0 | 0 | 0 | 0
2014-07-30 | 24 | 1.64% | 0.25696 | 0.25696 | 15.6682 | 15.6682 | 0 | 0 | 0 | 0 | 0 | 0 | 0
2014-07-30 01:00 | 1 | 1.64% | 0.25696 | 0.25696 | 15.6682 | 15.6682 | 0 | 0 | 0 | 0 | 0 | 0 | 0
2014-07-30 02:00 | 2 | 1.64% | 0.25696 | 0.25696 | 15.6682 | 15.6682 | 0 | 0 | 0 | 0 | 0 | 0 | 0
2014-07-30 03:00 | 3 | 1.64% | 0.25696 | 0.25696 | 15.6682 | 15.6682 | 0 | 0 | 0 | 0 | 0 | 0 | 0
2014-07-30 04:00 | 4 | 1.64% | 0.25696 | 0.25696 | 15.6682 | 15.6682 | 0 | 0 | 0 | 0 | 0 | 0 | 0
2014-07-30 05:00 | 5 | 1.64% | 0.25696 | 0.25696 | 15.6682 | 15.6682 | 0.0098039 | 0.023529 | 0.023529 | 0.023529 | 0.023529 | 0 | 0
2014-07-30 06:00 | 6 | 3.28% | 0.51392 | 0.51392 | 15.6682 | 15.6682 | 0.069118 | 0.16588 | 0.16588 | 0.16588 | 0.16588 | 0 | 0
2014-07-30 07:00 | 7 | 4.92% | 0.77088 | 0.77088 | 15.6682 | 15.6682 | 0.18529 | 0.44471 | 0.44471 | 0.44471 | 0.44471 | 0 | 0
2014-07-30 08:00 | 8 | 6.56% | 1.0278 | 1.0278 | 15.6682 | 15.6682 | 0.35637 | 0.85529 | 0.85529 | 0.85529 | 0.85529 | 0 | 0
2014-07-30 09:00 | 9 | 6.56% | 1.0278 | 1.0278 | 15.6682 | 15.6682 | 0.46471 | 1.1153 | 1.1153 | 1.0278 | 1.0278 | 0.08746 | 0.08746
2014-07-30 10:00 | 10 | 4.92% | 0.77088 | 0.77088 | 15.6682 | 15.6682 | 0.55294 | 1.3271 | 1.3271 | 0.77088 | 0.77088 | 0.55618 | 0.55618
2014-07-30 11:00 | 11 | 3.28% | 0.51392 | 0.51392 | 15.6682 | 15.6682 | 0.64608 | 1.5506 | 1.5506 | 0.51392 | 0.51392 | 1.0367 | 1.0367
2014-07-30 12:00 | 12 | 3.28% | 0.51392 | 0.51392 | 15.6682 | 15.6682 | 0.70343 | 1.6882 | 1.6882 | 0.51392 | 0.51392 | 1.1743 | 1.1743
2014-07-30 13:00 | 13 | 3.28% | 0.51392 | 0.51392 | 15.6682 | 15.6682 | 0.72255 | 1.7341 | 1.7341 | 0.51392 | 0.51392 | 1.2202 | 1.2202
2014-07-30 14:00 | 14 | 3.28% | 0.51392 | 0.51392 | 15.6682 | 15.6682 | 0.66275 | 1.5906 | 1.5906 | 0.51392 | 0.51392 | 1.0767 | 1.0767
2014-07-30 15:00 | 15 | 3.28% | 0.51392 | 0.51392 | 15.6682 | 15.6682 | 0.48529 | 1.1647 | 1.1647 | 0.51392 | 0.51392 | 0.65079 | 0.65079
2014-07-30 16:00 | 16 | 3.28% | 0.51392 | 0.51392 | 15.6682 | 15.6682 | 0.3049 | 0.73176 | 0.73176 | 0.51392 | 0.51392 | 0.21785 | 0.21785
2014-07-30 17:00 | 17 | 4.92% | 0.77088 | 0.77088 | 15.6682 | 15.6682 | 0.16765 | 0.40235 | 0.40235 | 0.40235 | 0.40235 | 0 | 0
2014-07-30 18:00 | 18 | 6.56% | 1.0278 | 1.0278 | 15.6682 | 15.6682 | 0.069118 | 0.16588 | 0.16588 | 0.16588 | 0.16588 | 0 | 0
2014-07-30 19:00 | 19 | 9.84% | 1.5418 | 1.5418 | 15.6682 | 15.6682 | 0.038235 | 0.091765 | 0.091765 | 0.091765 | 0.091765 | 0 | 0
2014-07-30 20:00 | 20 | 8.2% | 1.2848 | 1.2848 | 15.6682 | 15.6682 | 0.021078 | 0.050588 | 0.050588 | 0.050588 | 0.050588 | 0 | 0
2014-07-30 21:00 | 21 | 6.56% | 1.0278 | 1.0278 | 15.6682 | 15.6682 | 0.0053922 | 0.012941 | 0.012941 | 0.012941 | 0.012941 | 0 | 0
2014-07-30 22:00 | 22 | 4.92% | 0.77088 | 0.77088 | 15.6682 | 15.6682 | 0.0004902 | 0.0011765 | 0.0011765 | 0.0011765 | 0.0011765 | 0 | 0
2014-07-30 23:00 | 23 | 3.28% | 0.51392 | 0.51392 | 15.6682 | 15.6682 | 0 | 0 | 0 | 0 | 0 | 0 | 0
2014-07-31 | 24 | 1.64% | 0.25696 | 0.25696 | 15.6682 | 15.6682 | 0 | 0 | 0 | 0 | 0 | 0 | 0
2014-07-31 01:00 | 1 | 1.64% | 0.25696 | 0.25696 | 15.6682 | 15.6682 | 0 | 0 | 0 | 0 | 0 | 0 | 0
2014-07-31 02:00 | 2 | 1.64% | 0.25696 | 0.25696 | 15.6682 | 15.6682 | 0 | 0 | 0 | 0 | 0 | 0 | 0
2014-07-31 03:00 | 3 | 1.64% | 0.25696 | 0.25696 | 15.6682 | 15.6682 | 0 | 0 | 0 | 0 | 0 | 0 | 0
2014-07-31 04:00 | 4 | 1.64% | 0.25696 | 0.25696 | 15.6682 | 15.6682 | 0 | 0 | 0 | 0 | 0 | 0 | 0
2014-07-31 05:00 | 5 | 1.64% | 0.25696 | 0.25696 | 15.6682 | 15.6682 | 0.015196 | 0.036471 | 0.036471 | 0.036471 | 0.036471 | 0 | 0
2014-07-31 06:00 | 6 | 3.28% | 0.51392 | 0.51392 | 15.6682 | 15.6682 | 0.066176 | 0.15882 | 0.15882 | 0.15882 | 0.15882 | 0 | 0
2014-07-31 07:00 | 7 | 4.92% | 0.77088 | 0.77088 | 15.6682 | 15.6682 | 0.1848 | 0.44353 | 0.44353 | 0.44353 | 0.44353 | 0 | 0
2014-07-31 08:00 | 8 | 6.56% | 1.0278 | 1.0278 | 15.6682 | 15.6682 | 0.33333 | 0.8 | 0.8 | 0.8 | 0.8 | 0 | 0
2014-07-31 09:00 | 9 | 6.56% | 1.0278 | 1.0278 | 15.6682 | 15.6682 | 0.44608 | 1.0706 | 1.0706 | 1.0278 | 1.0278 | 0.042754 | 0.042754
2014-07-31 10:00 | 10 | 4.92% | 0.77088 | 0.77088 | 15.6682 | 15.6682 | 0.55441 | 1.3306 | 1.3306 | 0.77088 | 0.77088 | 0.55971 | 0.55971
2014-07-31 11:00 | 11 | 3.28% | 0.51392 | 0.51392 | 15.6682 | 15.6682 | 0.61275 | 1.4706 | 1.4706 | 0.51392 | 0.51392 | 0.95667 | 0.95667
2014-07-31 12:00 | 12 | 3.28% | 0.51392 | 0.51392 | 15.6682 | 15.6682 | 0.425 | 1.02 | 1.02 | 0.51392 | 0.51392 | 0.50608 | 0.50608
2014-07-31 13:00 | 13 | 3.28% | 0.51392 | 0.51392 | 15.6682 | 15.6682 | 0.36078 | 0.86588 | 0.86588 | 0.51392 | 0.51392 | 0.35197 | 0.35197
2014-07-31 14:00 | 14 | 3.28% | 0.51392 | 0.51392 | 15.6682 | 15.6682 | 0.34265 | 0.82235 | 0.82235 | 0.51392 | 0.51392 | 0.30844 | 0.30844
2014-07-31 15:00 | 15 | 3.28% | 0.51392 | 0.51392 | 15.6682 | 15.6682 | 0.36373 | 0.87294 | 0.87294 | 0.51392 | 0.51392 | 0.35902 | 0.35902
2014-07-31 16:00 | 16 | 3.28% | 0.51392 | 0.51392 | 15.6682 | 15.6682 | 0.32549 | 0.78118 | 0.78118 | 0.51392 | 0.51392 | 0.26726 | 0.26726
2014-07-31 17:00 | 17 | 4.92% | 0.77088 | 0.77088 | 15.6682 | 15.6682 | 0.20343 | 0.48824 | 0.48824 | 0.48824 | 0.48824 | 0 | 0
2014-07-31 18:00 | 18 | 6.56% | 1.0278 | 1.0278 | 15.6682 | 15.6682 | 0.10539 | 0.25294 | 0.25294 | 0.25294 | 0.25294 | 0 | 0
2014-07-31 19:00 | 19 | 9.84% | 1.5418 | 1.5418 | 15.6682 | 15.6682 | 0.032353 | 0.077647 | 0.077647 | 0.077647 | 0.077647 | 0 | 0
2014-07-31 20:00 | 20 | 8.2% | 1.2848 | 1.2848 | 15.6682 | 15.6682 | 0.016667 | 0.04 | 0.04 | 0.04 | 0.04 | 0 | 0
2014-07-31 21:00 | 21 | 6.56% | 1.0278 | 1.0278 | 15.6682 | 15.6682 | 0.0034314 | 0.0082353 | 0.0082353 | 0.0082353 | 0.0082353 | 0 | 0
2014-07-31 22:00 | 22 | 4.92% | 0.77088 | 0.77088 | 15.6682 | 15.6682 | 0 | 0 | 0 | 0 | 0 | 0 | 0
2014-07-31 23:00 | 23 | 3.28% | 0.51392 | 0.51392 | 15.6682 | 15.6682 | 0 | 0 | 0 | 0 | 0 | 0 | 0
2014-08-01 | 24 | 1.64% | 0.25696 | 0.25696 | 15.6682 | 15.6682 | 0 | 0 | 0 | 0 | 0 | 0 | 0
2014-08-01 01:00 | 1 | 1.64% | 0.28032 | 0.28032 | 17.0926 | 17.0926 | 0 | 0 | 0 | 0 | 0 | 0 | 0
2014-08-01 02:00 | 2 | 1.64% | 0.28032 | 0.28032 | 17.0926 | 17.0926 | 0 | 0 | 0 | 0 | 0 | 0 | 0
2014-08-01 03:00 | 3 | 1.64% | 0.28032 | 0.28032 | 17.0926 | 17.0926 | 0 | 0 | 0 | 0 | 0 | 0 | 0
2014-08-01 04:00 | 4 | 1.64% | 0.28032 | 0.28032 | 17.0926 | 17.0926 | 0 | 0 | 0 | 0 | 0 | 0 | 0
2014-08-01 05:00 | 5 | 1.64% | 0.28032 | 0.28032 | 17.0926 | 17.0926 | 0.0068627 | 0.016471 | 0.016471 | 0.016471 | 0.016471 | 0 | 0
2014-08-01 06:00 | 6 | 3.28% | 0.56064 | 0.56064 | 17.0926 | 17.0926 | 0.072059 | 0.17294 | 0.17294 | 0.17294 | 0.17294 | 0 | 0
2014-08-01 07:00 | 7 | 4.92% | 0.84096 | 0.84096 | 17.0926 | 17.0926 | 0.22304 | 0.53529 | 0.53529 | 0.53529 | 0.53529 | 0 | 0
2014-08-01 08:00 | 8 | 6.56% | 1.1213 | 1.1213 | 17.0926 | 17.0926 | 0.41225 | 0.98941 | 0.98941 | 0.98941 | 0.98941 | 0 | 0
2014-08-01 09:00 | 9 | 6.56% | 1.1213 | 1.1213 | 17.0926 | 17.0926 | 0.59363 | 1.4247 | 1.4247 | 1.1213 | 1.1213 | 0.30343 | 0.30343
2014-08-01 10:00 | 10 | 4.92% | 0.84096 | 0.84096 | 17.0926 | 17.0926 | 0.60686 | 1.4565 | 1.4565 | 0.84096 | 0.84096 | 0.61552 | 0.61552
2014-08-01 11:00 | 11 | 3.28% | 0.56064 | 0.56064 | 17.0926 | 17.0926 | 0.63088 | 1.5141 | 1.5141 | 0.56064 | 0.56064 | 0.95348 | 0.95348
2014-08-01 12:00 | 12 | 3.28% | 0.56064 | 0.56064 | 17.0926 | 17.0926 | 0.72059 | 1.7294 | 1.7294 | 0.56064 | 0.56064 | 1.1688 | 1.1688
2014-08-01 13:00 | 13 | 3.28% | 0.56064 | 0.56064 | 17.0926 | 17.0926 | 0.72108 | 1.7306 | 1.7306 | 0.56064 | 0.56064 | 1.17 | 1.17
2014-08-01 14:00 | 14 | 3.28% | 0.56064 | 0.56064 | 17.0926 | 17.0926 | 0.71324 | 1.7118 | 1.7118 | 0.56064 | 0.56064 | 1.1511 | 1.1511
2014-08-01 15:00 | 15 | 3.28% | 0.56064 | 0.56064 | 17.0926 | 17.0926 | 0.57892 | 1.3894 | 1.3894 | 0.56064 | 0.56064 | 0.82877 | 0.82877
2014-08-01 16:00 | 16 | 3.28% | 0.56064 | 0.56064 | 17.0926 | 17.0926 | 0.39608 | 0.95059 | 0.95059 | 0.56064 | 0.56064 | 0.38995 | 0.38995
2014-08-01 17:00 | 17 | 4.92% | 0.84096 | 0.84096 | 17.0926 | 17.0926 | 0.22304 | 0.53529 | 0.53529 | 0.53529 | 0.53529 | 0 | 0
2014-08-01 18:00 | 18 | 6.56% | 1.1213 | 1.1213 | 17.0926 | 17.0926 | 0.07598 | 0.18235 | 0.18235 | 0.18235 | 0.18235 | 0 | 0
2014-08-01 19:00 | 19 | 9.84% | 1.6819 | 1.6819 | 17.0926 | 17.0926 | 0.040686 | 0.097647 | 0.097647 | 0.097647 | 0.097647 | 0 | 0
2014-08-01 20:00 | 20 | 8.2% | 1.4016 | 1.4016 | 17.0926 | 17.0926 | 0.017157 | 0.041176 | 0.041176 | 0.041176 | 0.041176 | 0 | 0
2014-08-01 21:00 | 21 | 6.56% | 1.1213 | 1.1213 | 17.0926 | 17.0926 | 0.0053922 | 0.012941 | 0.012941 | 0.012941 | 0.012941 | 0 | 0
2014-08-01 22:00 | 22 | 4.92% | 0.84096 | 0.84096 | 17.0926 | 17.0926 | 0.0004902 | 0.0011765 | 0.0011765 | 0.0011765 | 0.0011765 | 0 | 0
2014-08-01 23:00 | 23 | 3.28% | 0.56064 | 0.56064 | 17.0926 | 17.0926 | 0 | 0 | 0 | 0 | 0 | 0 | 0
2014-08-02 | 24 | 1.64% | 0.28032 | 0.28032 | 17.0926 | 17.0926 | 0 | 0 | 0 | 0 | 0 | 0 | 0
2014-08-02 01:00 | 1 | 1.64% | 0.28032 | 0.28032 | 17.0926 | 17.0926 | 0 | 0 | 0 | 0 | 0 | 0 | 0
2014-08-02 02:00 | 2 | 1.64% | 0.28032 | 0.28032 | 17.0926 | 17.0926 | 0 | 0 | 0 | 0 | 0 | 0 | 0
2014-08-02 03:00 | 3 | 1.64% | 0.28032 | 0.28032 | 17.0926 | 17.0926 | 0 | 0 | 0 | 0 | 0 | 0 | 0
2014-08-02 04:00 | 4 | 1.64% | 0.28032 | 0.28032 | 17.0926 | 17.0926 | 0 | 0 | 0 | 0 | 0 | 0 | 0
2014-08-02 05:00 | 5 | 1.64% | 0.28032 | 0.28032 | 17.0926 | 17.0926 | 0.0044118 | 0.010588 | 0.010588 | 0.010588 | 0.010588 | 0 | 0
2014-08-02 06:00 | 6 | 3.28% | 0.56064 | 0.56064 | 17.0926 | 17.0926 | 0.037255 | 0.089412 | 0.089412 | 0.089412 | 0.089412 | 0 | 0
2014-08-02 07:00 | 7 | 4.92% | 0.84096 | 0.84096 | 17.0926 | 17.0926 | 0.125 | 0.3 | 0.3 | 0.3 | 0.3 | 0 | 0
2014-08-02 08:00 | 8 | 6.56% | 1.1213 | 1.1213 | 17.0926 | 17.0926 | 0.3 | 0.72 | 0.72 | 0.72 | 0.72 | 0 | 0
2014-08-02 09:00 | 9 | 6.56% | 1.1213 | 1.1213 | 17.0926 | 17.0926 | 0.39412 | 0.94588 | 0.94588 | 0.94588 | 0.94588 | 0 | 0
2014-08-02 10:00 | 10 | 4.92% | 0.84096 | 0.84096 | 17.0926 | 17.0926 | 0.51078 | 1.2259 | 1.2259 | 0.84096 | 0.84096 | 0.38493 | 0.38493
2014-08-02 11:00 | 11 | 3.28% | 0.56064 | 0.56064 | 17.0926 | 17.0926 | 0.54461 | 1.3071 | 1.3071 | 0.56064 | 0.56064 | 0.74642 | 0.74642
2014-08-02 12:00 | 12 | 3.28% | 0.56064 | 0.56064 | 17.0926 | 17.0926 | 0.52794 | 1.2671 | 1.2671 | 0.56064 | 0.56064 | 0.70642 | 0.70642
2014-08-02 13:00 | 13 | 3.28% | 0.56064 | 0.56064 | 17.0926 | 17.0926 | 0.47353 | 1.1365 | 1.1365 | 0.56064 | 0.56064 | 0.57583 | 0.57583
2014-08-02 14:00 | 14 | 3.28% | 0.56064 | 0.56064 | 17.0926 | 17.0926 | 0.42843 | 1.0282 | 1.0282 | 0.56064 | 0.56064 | 0.4676 | 0.4676
2014-08-02 15:00 | 15 | 3.28% | 0.56064 | 0.56064 | 17.0926 | 17.0926 | 0.35735 | 0.85765 | 0.85765 | 0.56064 | 0.56064 | 0.29701 | 0.29701
2014-08-02 16:00 | 16 | 3.28% | 0.56064 | 0.56064 | 17.0926 | 17.0926 | 0.28873 | 0.69294 | 0.69294 | 0.56064 | 0.56064 | 0.1323 | 0.1323
2014-08-02 17:00 | 17 | 4.92% | 0.84096 | 0.84096 | 17.0926 | 17.0926 | 0.18824 | 0.45176 | 0.45176 | 0.45176 | 0.45176 | 0 | 0
2014-08-02 18:00 | 18 | 6.56% | 1.1213 | 1.1213 | 17.0926 | 17.0926 | 0.096078 | 0.23059 | 0.23059 | 0.23059 | 0.23059 | 0 | 0
2014-08-02 19:00 | 19 | 9.84% | 1.6819 | 1.6819 | 17.0926 | 17.0926 | 0.042647 | 0.10235 | 0.10235 | 0.10235 | 0.10235 | 0 | 0
2014-08-02 20:00 | 20 | 8.2% | 1.4016 | 1.4016 | 17.0926 | 17.0926 | 0.018137 | 0.043529 | 0.043529 | 0.043529 | 0.043529 | 0 | 0
2014-08-02 21:00 | 21 | 6.56% | 1.1213 | 1.1213 | 17.0926 | 17.0926 | 0.0019608 | 0.0047059 | 0.0047059 | 0.0047059 | 0.0047059 | 0 | 0
2014-08-02 22:00 | 22 | 4.92% | 0.84096 | 0.84096 | 17.0926 | 17.0926 | 0 | 0 | 0 | 0 | 0 | 0 | 0
2014-08-02 23:00 | 23 | 3.28% | 0.56064 | 0.56064 | 17.0926 | 17.0926 | 0 | 0 | 0 | 0 | 0 | 0 | 0
2014-08-03 | 24 | 1.64% | 0.28032 | 0.28032 | 17.0926 | 17.0926 | 0 | 0 | 0 | 0 | 0 | 0 | 0
2014-08-03 01:00 | 1 | 1.64% | 0.28032 | 0.28032 | 17.0926 | 17.0926 | 0 | 0 | 0 | 0 | 0 | 0 | 0
2014-08-03 02:00 | 2 | 1.64% | 0.28032 | 0.28032 | 17.0926 | 17.0926 | 0 | 0 | 0 | 0 | 0 | 0 | 0
2014-08-03 03:00 | 3 | 1.64% | 0.28032 | 0.28032 | 17.0926 | 17.0926 | 0 | 0 | 0 | 0 | 0 | 0 | 0
2014-08-03 04:00 | 4 | 1.64% | 0.28032 | 0.28032 | 17.0926 | 17.0926 | 0 | 0 | 0 | 0 | 0 | 0 | 0
2014-08-03 05:00 | 5 | 1.64% | 0.28032 | 0.28032 | 17.0926 | 17.0926 | 0.0063725 | 0.015294 | 0.015294 | 0.015294 | 0.015294 | 0 | 0
2014-08-03 06:00 | 6 | 3.28% | 0.56064 | 0.56064 | 17.0926 | 17.0926 | 0.054412 | 0.13059 | 0.13059 | 0.13059 | 0.13059 | 0 | 0
2014-08-03 07:00 | 7 | 4.92% | 0.84096 | 0.84096 | 17.0926 | 17.0926 | 0.17353 | 0.41647 | 0.41647 | 0.41647 | 0.41647 | 0 | 0
2014-08-03 08:00 | 8 | 6.56% | 1.1213 | 1.1213 | 17.0926 | 17.0926 | 0.32941 | 0.79059 | 0.79059 | 0.79059 | 0.79059 | 0 | 0
2014-08-03 09:00 | 9 | 6.56% | 1.1213 | 1.1213 | 17.0926 | 17.0926 | 0.43775 | 1.0506 | 1.0506 | 1.0506 | 1.0506 | 0 | 0
2014-08-03 10:00 | 10 | 4.92% | 0.84096 | 0.84096 | 17.0926 | 17.0926 | 0.5348 | 1.2835 | 1.2835 | 0.84096 | 0.84096 | 0.44257 | 0.44257
2014-08-03 11:00 | 11 | 3.28% | 0.56064 | 0.56064 | 17.0926 | 17.0926 | 0.61961 | 1.4871 | 1.4871 | 0.56064 | 0.56064 | 0.92642 | 0.92642
2014-08-03 12:00 | 12 | 3.28% | 0.56064 | 0.56064 | 17.0926 | 17.0926 | 0.63431 | 1.5224 | 1.5224 | 0.56064 | 0.56064 | 0.96172 | 0.96172
2014-08-03 13:00 | 13 | 3.28% | 0.56064 | 0.56064 | 17.0926 | 17.0926 | 0.59314 | 1.4235 | 1.4235 | 0.56064 | 0.56064 | 0.86289 | 0.86289
2014-08-03 14:00 | 14 | 3.28% | 0.56064 | 0.56064 | 17.0926 | 17.0926 | 0.43824 | 1.0518 | 1.0518 | 0.56064 | 0.56064 | 0.49113 | 0.49113
2014-08-03 15:00 | 15 | 3.28% | 0.56064 | 0.56064 | 17.0926 | 17.0926 | 0.44216 | 1.0612 | 1.0612 | 0.56064 | 0.56064 | 0.50054 | 0.50054
2014-08-03 16:00 | 16 | 3.28% | 0.56064 | 0.56064 | 17.0926 | 17.0926 | 0.35294 | 0.84706 | 0.84706 | 0.56064 | 0.56064 | 0.28642 | 0.28642
2014-08-03 17:00 | 17 | 4.92% | 0.84096 | 0.84096 | 17.0926 | 17.0926 | 0.22108 | 0.53059 | 0.53059 | 0.53059 | 0.53059 | 0 | 0
2014-08-03 18:00 | 18 | 6.56% | 1.1213 | 1.1213 | 17.0926 | 17.0926 | 0.097059 | 0.23294 | 0.23294 | 0.23294 | 0.23294 | 0 | 0
2014-08-03 19:00 | 19 | 9.84% | 1.6819 | 1.6819 | 17.0926 | 17.0926 | 0.036765 | 0.088235 | 0.088235 | 0.088235 | 0.088235 | 0 | 0
2014-08-03 20:00 | 20 | 8.2% | 1.4016 | 1.4016 | 17.0926 | 17.0926 | 0.011765 | 0.028235 | 0.028235 | 0.028235 | 0.028235 | 0 | 0
2014-08-03 21:00 | 21 | 6.56% | 1.1213 | 1.1213 | 17.0926 | 17.0926 | 0.0014706 | 0.0035294 | 0.0035294 | 0.0035294 | 0.0035294 | 0 | 0
2014-08-03 22:00 | 22 | 4.92% | 0.84096 | 0.84096 | 17.0926 | 17.0926 | 0 | 0 | 0 | 0 | 0 | 0 | 0
2014-08-03 23:00 | 23 | 3.28% | 0.56064 | 0.56064 | 17.0926 | 17.0926 | 0 | 0 | 0 | 0 | 0 | 0 | 0
2014-08-04 | 24 | 1.64% | 0.28032 | 0.28032 | 17.0926 | 17.0926 | 0 | 0 | 0 | 0 | 0 | 0 | 0
2014-08-04 01:00 | 1 | 1.64% | 0.28032 | 0.28032 | 17.0926 | 17.0926 | 0 | 0 | 0 | 0 | 0 | 0 | 0
2014-08-04 02:00 | 2 | 1.64% | 0.28032 | 0.28032 | 17.0926 | 17.0926 | 0 | 0 | 0 | 0 | 0 | 0 | 0
2014-08-04 03:00 | 3 | 1.64% | 0.28032 | 0.28032 | 17.0926 | 17.0926 | 0 | 0 | 0 | 0 | 0 | 0 | 0
2014-08-04 04:00 | 4 | 1.64% | 0.28032 | 0.28032 | 17.0926 | 17.0926 | 0 | 0 | 0 | 0 | 0 | 0 | 0
2014-08-04 05:00 | 5 | 1.64% | 0.28032 | 0.28032 | 17.0926 | 17.0926 | 0.0053922 | 0.012941 | 0.012941 | 0.012941 | 0.012941 | 0 | 0
2014-08-04 06:00 | 6 | 3.28% | 0.56064 | 0.56064 | 17.0926 | 17.0926 | 0.05049 | 0.12118 | 0.12118 | 0.12118 | 0.12118 | 0 | 0
2014-08-04 07:00 | 7 | 4.92% | 0.84096 | 0.84096 | 17.0926 | 17.0926 | 0.16275 | 0.39059 | 0.39059 | 0.39059 | 0.39059 | 0 | 0
2014-08-04 08:00 | 8 | 6.56% | 1.1213 | 1.1213 | 17.0926 | 17.0926 | 0.29804 | 0.71529 | 0.71529 | 0.71529 | 0.71529 | 0 | 0
2014-08-04 09:00 | 9 | 6.56% | 1.1213 | 1.1213 | 17.0926 | 17.0926 | 0.53824 | 1.2918 | 1.2918 | 1.1213 | 1.1213 | 0.17049 | 0.17049
2014-08-04 10:00 | 10 | 4.92% | 0.84096 | 0.84096 | 17.0926 | 17.0926 | 0.59706 | 1.4329 | 1.4329 | 0.84096 | 0.84096 | 0.59199 | 0.59199
2014-08-04 11:00 | 11 | 3.28% | 0.56064 | 0.56064 | 17.0926 | 17.0926 | 0.58676 | 1.4082 | 1.4082 | 0.56064 | 0.56064 | 0.8476 | 0.8476
2014-08-04 12:00 | 12 | 3.28% | 0.56064 | 0.56064 | 17.0926 | 17.0926 | 0.59951 | 1.4388 | 1.4388 | 0.56064 | 0.56064 | 0.87819 | 0.87819
2014-08-04 13:00 | 13 | 3.28% | 0.56064 | 0.56064 | 17.0926 | 17.0926 | 0.67843 | 1.6282 | 1.6282 | 0.56064 | 0.56064 | 1.0676 | 1.0676
2014-08-04 14:00 | 14 | 3.28% | 0.56064 | 0.56064 | 17.0926 | 17.0926 | 0.54118 | 1.2988 | 1.2988 | 0.56064 | 0.56064 | 0.73819 | 0.73819
2014-08-04 15:00 | 15 | 3.28% | 0.56064 | 0.56064 | 17.0926 | 17.0926 | 0.43578 | 1.0459 | 1.0459 | 0.56064 | 0.56064 | 0.48525 | 0.48525
2014-08-04 16:00 | 16 | 3.28% | 0.56064 | 0.56064 | 17.0926 | 17.0926 | 0.3152 | 0.75647 | 0.75647 | 0.56064 | 0.56064 | 0.19583 | 0.19583
2014-08-04 17:00 | 17 | 4.92% | 0.84096 | 0.84096 | 17.0926 | 17.0926 | 0.15245 | 0.36588 | 0.36588 | 0.36588 | 0.36588 | 0 | 0
2014-08-04 18:00 | 18 | 6.56% | 1.1213 | 1.1213 | 17.0926 | 17.0926 | 0.081863 | 0.19647 | 0.19647 | 0.19647 | 0.19647 | 0 | 0
2014-08-04 19:00 | 19 | 9.84% | 1.6819 | 1.6819 | 17.0926 | 17.0926 | 0.035784 | 0.085882 | 0.085882 | 0.085882 | 0.085882 | 0 | 0
2014-08-04 20:00 | 20 | 8.2% | 1.4016 | 1.4016 | 17.0926 | 17.0926 | 0.018627 | 0.044706 | 0.044706 | 0.044706 | 0.044706 | 0 | 0
2014-08-04 21:00 | 21 | 6.56% | 1.1213 | 1.1213 | 17.0926 | 17.0926 | 0.0029412 | 0.0070588 | 0.0070588 | 0.0070588 | 0.0070588 | 0 | 0
2014-08-04 22:00 | 22 | 4.92% | 0.84096 | 0.84096 | 17.0926 | 17.0926 | 0 | 0 | 0 | 0 | 0 | 0 | 0
2014-08-04 23:00 | 23 | 3.28% | 0.56064 | 0.56064 | 17.0926 | 17.0926 | 0 | 0 | 0 | 0 | 0 | 0 | 0
2014-08-05 | 24 | 1.64% | 0.28032 | 0.28032 | 17.0926 | 17.0926 | 0 | 0 | 0 | 0 | 0 | 0 | 0
2014-08-05 01:00 | 1 | 1.64% | 0.28032 | 0.28032 | 17.0926 | 17.0926 | 0 | 0 | 0 | 0 | 0 | 0 | 0
2014-08-05 02:00 | 2 | 1.64% | 0.28032 | 0.28032 | 17.0926 | 17.0926 | 0 | 0 | 0 | 0 | 0 | 0 | 0
2014-08-05 03:00 | 3 | 1.64% | 0.28032 | 0.28032 | 17.0926 | 17.0926 | 0 | 0 | 0 | 0 | 0 | 0 | 0
2014-08-05 04:00 | 4 | 1.64% | 0.28032 | 0.28032 | 17.0926 | 17.0926 | 0 | 0 | 0 | 0 | 0 | 0 | 0
2014-08-05 05:00 | 5 | 1.64% | 0.28032 | 0.28032 | 17.0926 | 17.0926 | 0.0088235 | 0.021176 | 0.021176 | 0.021176 | 0.021176 | 0 | 0
2014-08-05 06:00 | 6 | 3.28% | 0.56064 | 0.56064 | 17.0926 | 17.0926 | 0.05098 | 0.12235 | 0.12235 | 0.12235 | 0.12235 | 0 | 0
2014-08-05 07:00 | 7 | 4.92% | 0.84096 | 0.84096 | 17.0926 | 17.0926 | 0.12059 | 0.28941 | 0.28941 | 0.28941 | 0.28941 | 0 | 0
2014-08-05 08:00 | 8 | 6.56% | 1.1213 | 1.1213 | 17.0926 | 17.0926 | 0.29755 | 0.71412 | 0.71412 | 0.71412 | 0.71412 | 0 | 0
2014-08-05 09:00 | 9 | 6.56% | 1.1213 | 1.1213 | 17.0926 | 17.0926 | 0.43333 | 1.04 | 1.04 | 1.04 | 1.04 | 0 | 0
2014-08-05 10:00 | 10 | 4.92% | 0.84096 | 0.84096 | 17.0926 | 17.0926 | 0.62549 | 1.5012 | 1.5012 | 0.84096 | 0.84096 | 0.66022 | 0.66022
2014-08-05 11:00 | 11 | 3.28% | 0.56064 | 0.56064 | 17.0926 | 17.0926 | 0.63971 | 1.5353 | 1.5353 | 0.56064 | 0.56064 | 0.97466 | 0.97466
2014-08-05 12:00 | 12 | 3.28% | 0.56064 | 0.56064 | 17.0926 | 17.0926 | 0.56471 | 1.3553 | 1.3553 | 0.56064 | 0.56064 | 0.79466 | 0.79466
2014-08-05 13:00 | 13 | 3.28% | 0.56064 | 0.56064 | 17.0926 | 17.0926 | 0.48922 | 1.1741 | 1.1741 | 0.56064 | 0.56064 | 0.61348 | 0.61348
2014-08-05 14:00 | 14 | 3.28% | 0.56064 | 0.56064 | 17.0926 | 17.0926 | 0.46912 | 1.1259 | 1.1259 | 0.56064 | 0.56064 | 0.56525 | 0.56525
2014-08-05 15:00 | 15 | 3.28% | 0.56064 | 0.56064 | 17.0926 | 17.0926 | 0.45098 | 1.0824 | 1.0824 | 0.56064 | 0.56064 | 0.52172 | 0.52172
2014-08-05 16:00 | 16 | 3.28% | 0.56064 | 0.56064 | 17.0926 | 17.0926 | 0.24804 | 0.59529 | 0.59529 | 0.56064 | 0.56064 | 0.034657 | 0.034657
2014-08-05 17:00 | 17 | 4.92% | 0.84096 | 0.84096 | 17.0926 | 17.0926 | 0.19608 | 0.47059 | 0.47059 | 0.47059 | 0.47059 | 0 | 0
2014-08-05 18:00 | 18 | 6.56% | 1.1213 | 1.1213 | 17.0926 | 17.0926 | 0.065686 | 0.15765 | 0.15765 | 0.15765 | 0.15765 | 0 | 0
2014-08-05 19:00 | 19 | 9.84% | 1.6819 | 1.6819 | 17.0926 | 17.0926 | 0.039216 | 0.094118 | 0.094118 | 0.094118 | 0.094118 | 0 | 0
2014-08-05 20:00 | 20 | 8.2% | 1.4016 | 1.4016 | 17.0926 | 17.0926 | 0.013235 | 0.031765 | 0.031765 | 0.031765 | 0.031765 | 0 | 0
2014-08-05 21:00 | 21 | 6.56% | 1.1213 | 1.1213 | 17.0926 | 17.0926 | 0 | 0 | 0 | 0 | 0 | 0 | 0
2014-08-05 22:00 | 22 | 4.92% | 0.84096 | 0.84096 | 17.0926 | 17.0926 | 0 | 0 | 0 | 0 | 0 | 0 | 0
2014-08-05 23:00 | 23 | 3.28% | 0.56064 | 0.56064 | 17.0926 | 17.0926 | 0 | 0 | 0 | 0 | 0 | 0 | 0
2014-08-06 | 24 | 1.64% | 0.28032 | 0.28032 | 17.0926 | 17.0926 | 0 | 0 | 0 | 0 | 0 | 0 | 0
2014-08-06 01:00 | 1 | 1.64% | 0.28032 | 0.28032 | 17.0926 | 17.0926 | 0 | 0 | 0 | 0 | 0 | 0 | 0
2014-08-06 02:00 | 2 | 1.64% | 0.28032 | 0.28032 | 17.0926 | 17.0926 | 0 | 0 | 0 | 0 | 0 | 0 | 0
2014-08-06 03:00 | 3 | 1.64% | 0.28032 | 0.28032 | 17.0926 | 17.0926 | 0 | 0 | 0 | 0 | 0 | 0 | 0
2014-08-06 04:00 | 4 | 1.64% | 0.28032 | 0.28032 | 17.0926 | 17.0926 | 0 | 0 | 0 | 0 | 0 | 0 | 0
2014-08-06 05:00 | 5 | 1.64% | 0.28032 | 0.28032 | 17.0926 | 17.0926 | 0.0063725 | 0.015294 | 0.015294 | 0.015294 | 0.015294 | 0 | 0
2014-08-06 06:00 | 6 | 3.28% | 0.56064 | 0.56064 | 17.0926 | 17.0926 | 0.044608 | 0.10706 | 0.10706 | 0.10706 | 0.10706 | 0 | 0
2014-08-06 07:00 | 7 | 4.92% | 0.84096 | 0.84096 | 17.0926 | 17.0926 | 0.14755 | 0.35412 | 0.35412 | 0.35412 | 0.35412 | 0 | 0
2014-08-06 08:00 | 8 | 6.56% | 1.1213 | 1.1213 | 17.0926 | 17.0926 | 0.3049 | 0.73176 | 0.73176 | 0.73176 | 0.73176 | 0 | 0
2014-08-06 09:00 | 9 | 6.56% | 1.1213 | 1.1213 | 17.0926 | 17.0926 | 0.41912 | 1.0059 | 1.0059 | 1.0059 | 1.0059 | 0 | 0
2014-08-06 10:00 | 10 | 4.92% | 0.84096 | 0.84096 | 17.0926 | 17.0926 | 0.47549 | 1.1412 | 1.1412 | 0.84096 | 0.84096 | 0.30022 | 0.30022
2014-08-06 11:00 | 11 | 3.28% | 0.56064 | 0.56064 | 17.0926 | 17.0926 | 0.54167 | 1.3 | 1.3 | 0.56064 | 0.56064 | 0.73936 | 0.73936
2014-08-06 12:00 | 12 | 3.28% | 0.56064 | 0.56064 | 17.0926 | 17.0926 | 0.66176 | 1.5882 | 1.5882 | 0.56064 | 0.56064 | 1.0276 | 1.0276
2014-08-06 13:00 | 13 | 3.28% | 0.56064 | 0.56064 | 17.0926 | 17.0926 | 0.65441 | 1.5706 | 1.5706 | 0.56064 | 0.56064 | 1.01 | 1.01
2014-08-06 14:00 | 14 | 3.28% | 0.56064 | 0.56064 | 17.0926 | 17.0926 | 0.51225 | 1.2294 | 1.2294 | 0.56064 | 0.56064 | 0.66877 | 0.66877
2014-08-06 15:00 | 15 | 3.28% | 0.56064 | 0.56064 | 17.0926 | 17.0926 | 0.37108 | 0.89059 | 0.89059 | 0.56064 | 0.56064 | 0.32995 | 0.32995
2014-08-06 16:00 | 16 | 3.28% | 0.56064 | 0.56064 | 17.0926 | 17.0926 | 0.35147 | 0.84353 | 0.84353 | 0.56064 | 0.56064 | 0.28289 | 0.28289
2014-08-06 17:00 | 17 | 4.92% | 0.84096 | 0.84096 | 17.0926 | 17.0926 | 0.15931 | 0.38235 | 0.38235 | 0.38235 | 0.38235 | 0 | 0
2014-08-06 18:00 | 18 | 6.56% | 1.1213 | 1.1213 | 17.0926 | 17.0926 | 0.077451 | 0.18588 | 0.18588 | 0.18588 | 0.18588 | 0 | 0
2014-08-06 19:00 | 19 | 9.84% | 1.6819 | 1.6819 | 17.0926 | 17.0926 | 0.048529 | 0.11647 | 0.11647 | 0.11647 | 0.11647 | 0 | 0
2014-08-06 20:00 | 20 | 8.2% | 1.4016 | 1.4016 | 17.0926 | 17.0926 | 0.019608 | 0.047059 | 0.047059 | 0.047059 | 0.047059 | 0 | 0
2014-08-06 21:00 | 21 | 6.56% | 1.1213 | 1.1213 | 17.0926 | 17.0926 | 0.0029412 | 0.0070588 | 0.0070588 | 0.0070588 | 0.0070588 | 0 | 0
2014-08-06 22:00 | 22 | 4.92% | 0.84096 | 0.84096 | 17.0926 | 17.0926 | 0 | 0 | 0 | 0 | 0 | 0 | 0
2014-08-06 23:00 | 23 | 3.28% | 0.56064 | 0.56064 | 17.0926 | 17.0926 | 0 | 0 | 0 | 0 | 0 | 0 | 0
2014-08-07 | 24 | 1.64% | 0.28032 | 0.28032 | 17.0926 | 17.0926 | 0 | 0 | 0 | 0 | 0 | 0 | 0
2014-08-07 01:00 | 1 | 1.64% | 0.28032 | 0.28032 | 17.0926 | 17.0926 | 0 | 0 | 0 | 0 | 0 | 0 | 0
2014-08-07 02:00 | 2 | 1.64% | 0.28032 | 0.28032 | 17.0926 | 17.0926 | 0 | 0 | 0 | 0 | 0 | 0 | 0
2014-08-07 03:00 | 3 | 1.64% | 0.28032 | 0.28032 | 17.0926 | 17.0926 | 0 | 0 | 0 | 0 | 0 | 0 | 0
2014-08-07 04:00 | 4 | 1.64% | 0.28032 | 0.28032 | 17.0926 | 17.0926 | 0 | 0 | 0 | 0 | 0 | 0 | 0
2014-08-07 05:00 | 5 | 1.64% | 0.28032 | 0.28032 | 17.0926 | 17.0926 | 0.0029412 | 0.0070588 | 0.0070588 | 0.0070588 | 0.0070588 | 0 | 0
2014-08-07 06:00 | 6 | 3.28% | 0.56064 | 0.56064 | 17.0926 | 17.0926 | 0.045588 | 0.10941 | 0.10941 | 0.10941 | 0.10941 | 0 | 0
2014-08-07 07:00 | 7 | 4.92% | 0.84096 | 0.84096 | 17.0926 | 17.0926 | 0.1348 | 0.32353 | 0.32353 | 0.32353 | 0.32353 | 0 | 0
2014-08-07 08:00 | 8 | 6.56% | 1.1213 | 1.1213 | 17.0926 | 17.0926 | 0.23922 | 0.57412 | 0.57412 | 0.57412 | 0.57412 | 0 | 0
2014-08-07 09:00 | 9 | 6.56% | 1.1213 | 1.1213 | 17.0926 | 17.0926 | 0.30588 | 0.73412 | 0.73412 | 0.73412 | 0.73412 | 0 | 0
2014-08-07 10:00 | 10 | 4.92% | 0.84096 | 0.84096 | 17.0926 | 17.0926 | 0.39608 | 0.95059 | 0.95059 | 0.84096 | 0.84096 | 0.10963 | 0.10963
2014-08-07 11:00 | 11 | 3.28% | 0.56064 | 0.56064 | 17.0926 | 17.0926 | 0.46961 | 1.1271 | 1.1271 | 0.56064 | 0.56064 | 0.56642 | 0.56642
2014-08-07 12:00 | 12 | 3.28% | 0.56064 | 0.56064 | 17.0926 | 17.0926 | 0.50686 | 1.2165 | 1.2165 | 0.56064 | 0.56064 | 0.65583 | 0.65583
2014-08-07 13:00 | 13 | 3.28% | 0.56064 | 0.56064 | 17.0926 | 17.0926 | 0.32304 | 0.77529 | 0.77529 | 0.56064 | 0.56064 | 0.21466 | 0.21466
2014-08-07 14:00 | 14 | 3.28% | 0.56064 | 0.56064 | 17.0926 | 17.0926 | 0.32892 | 0.78941 | 0.78941 | 0.56064 | 0.56064 | 0.22877 | 0.22877
2014-08-07 15:00 | 15 | 3.28% | 0.56064 | 0.56064 | 17.0926 | 17.0926 | 0.34608 | 0.83059 | 0.83059 | 0.56064 | 0.56064 | 0.26995 | 0.26995
2014-08-07 16:00 | 16 | 3.28% | 0.56064 | 0.56064 | 17.0926 | 17.0926 | 0.21667 | 0.52 | 0.52 | 0.52 | 0.52 | 0 | 0
2014-08-07 17:00 | 17 | 4.92% | 0.84096 | 0.84096 | 17.0926 | 17.0926 | 0.14363 | 0.34471 | 0.34471 | 0.34471 | 0.34471 | 0 | 0
2014-08-07 18:00 | 18 | 6.56% | 1.1213 | 1.1213 | 17.0926 | 17.0926 | 0.087745 | 0.21059 | 0.21059 | 0.21059 | 0.21059 | 0 | 0
2014-08-07 19:00 | 19 | 9.84% | 1.6819 | 1.6819 | 17.0926 | 17.0926 | 0.042157 | 0.10118 | 0.10118 | 0.10118 | 0.10118 | 0 | 0
2014-08-07 20:00 | 20 | 8.2% | 1.4016 | 1.4016 | 17.0926 | 17.0926 | 0.013725 | 0.032941 | 0.032941 | 0.032941 | 0.032941 | 0 | 0
2014-08-07 21:00 | 21 | 6.56% | 1.1213 | 1.1213 | 17.0926 | 17.0926 | 0.0039216 | 0.0094118 | 0.0094118 | 0.0094118 | 0.0094118 | 0 | 0
2014-08-07 22:00 | 22 | 4.92% | 0.84096 | 0.84096 | 17.0926 | 17.0926 | 0 | 0 | 0 | 0 | 0 | 0 | 0
2014-08-07 23:00 | 23 | 3.28% | 0.56064 | 0.56064 | 17.0926 | 17.0926 | 0 | 0 | 0 | 0 | 0 | 0 | 0
2014-08-08 | 24 | 1.64% | 0.28032 | 0.28032 | 17.0926 | 17.0926 | 0 | 0 | 0 | 0 | 0 | 0 | 0
2014-08-08 01:00 | 1 | 1.64% | 0.28032 | 0.28032 | 17.0926 | 17.0926 | 0 | 0 | 0 | 0 | 0 | 0 | 0
2014-08-08 02:00 | 2 | 1.64% | 0.28032 | 0.28032 | 17.0926 | 17.0926 | 0 | 0 | 0 | 0 | 0 | 0 | 0
2014-08-08 03:00 | 3 | 1.64% | 0.28032 | 0.28032 | 17.0926 | 17.0926 | 0 | 0 | 0 | 0 | 0 | 0 | 0
2014-08-08 04:00 | 4 | 1.64% | 0.28032 | 0.28032 | 17.0926 | 17.0926 | 0 | 0 | 0 | 0 | 0 | 0 | 0
2014-08-08 05:00 | 5 | 1.64% | 0.28032 | 0.28032 | 17.0926 | 17.0926 | 0.0034314 | 0.0082353 | 0.0082353 | 0.0082353 | 0.0082353 | 0 | 0
2014-08-08 06:00 | 6 | 3.28% | 0.56064 | 0.56064 | 17.0926 | 17.0926 | 0.026471 | 0.063529 | 0.063529 | 0.063529 | 0.063529 | 0 | 0
2014-08-08 07:00 | 7 | 4.92% | 0.84096 | 0.84096 | 17.0926 | 17.0926 | 0.084314 | 0.20235 | 0.20235 | 0.20235 | 0.20235 | 0 | 0
2014-08-08 08:00 | 8 | 6.56% | 1.1213 | 1.1213 | 17.0926 | 17.0926 | 0.16078 | 0.38588 | 0.38588 | 0.38588 | 0.38588 | 0 | 0
2014-08-08 09:00 | 9 | 6.56% | 1.1213 | 1.1213 | 17.0926 | 17.0926 | 0.23775 | 0.57059 | 0.57059 | 0.57059 | 0.57059 | 0 | 0
2014-08-08 10:00 | 10 | 4.92% | 0.84096 | 0.84096 | 17.0926 | 17.0926 | 0.34804 | 0.83529 | 0.83529 | 0.83529 | 0.83529 | 0 | 0
2014-08-08 11:00 | 11 | 3.28% | 0.56064 | 0.56064 | 17.0926 | 17.0926 | 0.46176 | 1.1082 | 1.1082 | 0.56064 | 0.56064 | 0.5476 | 0.5476
2014-08-08 12:00 | 12 | 3.28% | 0.56064 | 0.56064 | 17.0926 | 17.0926 | 0.4848 | 1.1635 | 1.1635 | 0.56064 | 0.56064 | 0.60289 | 0.60289
2014-08-08 13:00 | 13 | 3.28% | 0.56064 | 0.56064 | 17.0926 | 17.0926 | 0.35931 | 0.86235 | 0.86235 | 0.56064 | 0.56064 | 0.30172 | 0.30172
2014-08-08 14:00 | 14 | 3.28% | 0.56064 | 0.56064 | 17.0926 | 17.0926 | 0.36765 | 0.88235 | 0.88235 | 0.56064 | 0.56064 | 0.32172 | 0.32172
2014-08-08 15:00 | 15 | 3.28% | 0.56064 | 0.56064 | 17.0926 | 17.0926 | 0.37206 | 0.89294 | 0.89294 | 0.56064 | 0.56064 | 0.3323 | 0.3323
2014-08-08 16:00 | 16 | 3.28% | 0.56064 | 0.56064 | 17.0926 | 17.0926 | 0.26912 | 0.64588 | 0.64588 | 0.56064 | 0.56064 | 0.085246 | 0.085246
2014-08-08 17:00 | 17 | 4.92% | 0.84096 | 0.84096 | 17.0926 | 17.0926 | 0.14216 | 0.34118 | 0.34118 | 0.34118 | 0.34118 | 0 | 0
2014-08-08 18:00 | 18 | 6.56% | 1.1213 | 1.1213 | 17.0926 | 17.0926 | 0.076471 | 0.18353 | 0.18353 | 0.18353 | 0.18353 | 0 | 0
2014-08-08 19:00 | 19 | 9.84% | 1.6819 | 1.6819 | 17.0926 | 17.0926 | 0.040686 | 0.097647 | 0.097647 | 0.097647 | 0.097647 | 0 | 0
2014-08-08 20:00 | 20 | 8.2% | 1.4016 | 1.4016 | 17.0926 | 17.0926 | 0.011765 | 0.028235 | 0.028235 | 0.028235 | 0.028235 | 0 | 0
2014-08-08 21:00 | 21 | 6.56% | 1.1213 | 1.1213 | 17.0926 | 17.0926 | 0.0004902 | 0.0011765 | 0.0011765 | 0.0011765 | 0.0011765 | 0 | 0
2014-08-08 22:00 | 22 | 4.92% | 0.84096 | 0.84096 | 17.0926 | 17.0926 | 0 | 0 | 0 | 0 | 0 | 0 | 0
2014-08-08 23:00 | 23 | 3.28% | 0.56064 | 0.56064 | 17.0926 | 17.0926 | 0 | 0 | 0 | 0 | 0 | 0 | 0
2014-08-09 | 24 | 1.64% | 0.28032 | 0.28032 | 17.0926 | 17.0926 | 0 | 0 | 0 | 0 | 0 | 0 | 0
2014-08-09 01:00 | 1 | 1.64% | 0.28032 | 0.28032 | 17.0926 | 17.0926 | 0 | 0 | 0 | 0 | 0 | 0 | 0
2014-08-09 02:00 | 2 | 1.64% | 0.28032 | 0.28032 | 17.0926 | 17.0926 | 0 | 0 | 0 | 0 | 0 | 0 | 0
2014-08-09 03:00 | 3 | 1.64% | 0.28032 | 0.28032 | 17.0926 | 17.0926 | 0 | 0 | 0 | 0 | 0 | 0 | 0
2014-08-09 04:00 | 4 | 1.64% | 0.28032 | 0.28032 | 17.0926 | 17.0926 | 0 | 0 | 0 | 0 | 0 | 0 | 0
2014-08-09 05:00 | 5 | 1.64% | 0.28032 | 0.28032 | 17.0926 | 17.0926 | 0.0053922 | 0.012941 | 0.012941 | 0.012941 | 0.012941 | 0 | 0
2014-08-09 06:00 | 6 | 3.28% | 0.56064 | 0.56064 | 17.0926 | 17.0926 | 0.048039 | 0.11529 | 0.11529 | 0.11529 | 0.11529 | 0 | 0
2014-08-09 07:00 | 7 | 4.92% | 0.84096 | 0.84096 | 17.0926 | 17.0926 | 0.16029 | 0.38471 | 0.38471 | 0.38471 | 0.38471 | 0 | 0
2014-08-09 08:00 | 8 | 6.56% | 1.1213 | 1.1213 | 17.0926 | 17.0926 | 0.33922 | 0.81412 | 0.81412 | 0.81412 | 0.81412 | 0 | 0
2014-08-09 09:00 | 9 | 6.56% | 1.1213 | 1.1213 | 17.0926 | 17.0926 | 0.44559 | 1.0694 | 1.0694 | 1.0694 | 1.0694 | 0 | 0
2014-08-09 10:00 | 10 | 4.92% | 0.84096 | 0.84096 | 17.0926 | 17.0926 | 0.45784 | 1.0988 | 1.0988 | 0.84096 | 0.84096 | 0.25787 | 0.25787
2014-08-09 11:00 | 11 | 3.28% | 0.56064 | 0.56064 | 17.0926 | 17.0926 | 0.47304 | 1.1353 | 1.1353 | 0.56064 | 0.56064 | 0.57466 | 0.57466
2014-08-09 12:00 | 12 | 3.28% | 0.56064 | 0.56064 | 17.0926 | 17.0926 | 0.45049 | 1.0812 | 1.0812 | 0.56064 | 0.56064 | 0.52054 | 0.52054
2014-08-09 13:00 | 13 | 3.28% | 0.56064 | 0.56064 | 17.0926 | 17.0926 | 0.45098 | 1.0824 | 1.0824 | 0.56064 | 0.56064 | 0.52172 | 0.52172
2014-08-09 14:00 | 14 | 3.28% | 0.56064 | 0.56064 | 17.0926 | 17.0926 | 0.38824 | 0.93176 | 0.93176 | 0.56064 | 0.56064 | 0.37113 | 0.37113
2014-08-09 15:00 | 15 | 3.28% | 0.56064 | 0.56064 | 17.0926 | 17.0926 | 0.30784 | 0.73882 | 0.73882 | 0.56064 | 0.56064 | 0.17819 | 0.17819
2014-08-09 16:00 | 16 | 3.28% | 0.56064 | 0.56064 | 17.0926 | 17.0926 | 0.22304 | 0.53529 | 0.53529 | 0.53529 | 0.53529 | 0 | 0
2014-08-09 17:00 | 17 | 4.92% | 0.84096 | 0.84096 | 17.0926 | 17.0926 | 0.12402 | 0.29765 | 0.29765 | 0.29765 | 0.29765 | 0 | 0
2014-08-09 18:00 | 18 | 6.56% | 1.1213 | 1.1213 | 17.0926 | 17.0926 | 0.072059 | 0.17294 | 0.17294 | 0.17294 | 0.17294 | 0 | 0
2014-08-09 19:00 | 19 | 9.84% | 1.6819 | 1.6819 | 17.0926 | 17.0926 | 0.037255 | 0.089412 | 0.089412 | 0.089412 | 0.089412 | 0 | 0
2014-08-09 20:00 | 20 | 8.2% | 1.4016 | 1.4016 | 17.0926 | 17.0926 | 0.012255 | 0.029412 | 0.029412 | 0.029412 | 0.029412 | 0 | 0
2014-08-09 21:00 | 21 | 6.56% | 1.1213 | 1.1213 | 17.0926 | 17.0926 | 0.0014706 | 0.0035294 | 0.0035294 | 0.0035294 | 0.0035294 | 0 | 0
2014-08-09 22:00 | 22 | 4.92% | 0.84096 | 0.84096 | 17.0926 | 17.0926 | 0.0004902 | 0.0011765 | 0.0011765 | 0.0011765 | 0.0011765 | 0 | 0
2014-08-09 23:00 | 23 | 3.28% | 0.56064 | 0.56064 | 17.0926 | 17.0926 | 0 | 0 | 0 | 0 | 0 | 0 | 0
2014-08-10 | 24 | 1.64% | 0.28032 | 0.28032 | 17.0926 | 17.0926 | 0 | 0 | 0 | 0 | 0 | 0 | 0
2014-08-10 01:00 | 1 | 1.64% | 0.28032 | 0.28032 | 17.0926 | 17.0926 | 0 | 0 | 0 | 0 | 0 | 0 | 0
2014-08-10 02:00 | 2 | 1.64% | 0.28032 | 0.28032 | 17.0926 | 17.0926 | 0 | 0 | 0 | 0 | 0 | 0 | 0
2014-08-10 03:00 | 3 | 1.64% | 0.28032 | 0.28032 | 17.0926 | 17.0926 | 0 | 0 | 0 | 0 | 0 | 0 | 0
2014-08-10 04:00 | 4 | 1.64% | 0.28032 | 0.28032 | 17.0926 | 17.0926 | 0 | 0 | 0 | 0 | 0 | 0 | 0
2014-08-10 05:00 | 5 | 1.64% | 0.28032 | 0.28032 | 17.0926 | 17.0926 | 0.002451 | 0.0058824 | 0.0058824 | 0.0058824 | 0.0058824 | 0 | 0
2014-08-10 06:00 | 6 | 3.28% | 0.56064 | 0.56064 | 17.0926 | 17.0926 | 0.026471 | 0.063529 | 0.063529 | 0.063529 | 0.063529 | 0 | 0
2014-08-10 07:00 | 7 | 4.92% | 0.84096 | 0.84096 | 17.0926 | 17.0926 | 0.12059 | 0.28941 | 0.28941 | 0.28941 | 0.28941 | 0 | 0
2014-08-10 08:00 | 8 | 6.56% | 1.1213 | 1.1213 | 17.0926 | 17.0926 | 0.22451 | 0.53882 | 0.53882 | 0.53882 | 0.53882 | 0 | 0
2014-08-10 09:00 | 9 | 6.56% | 1.1213 | 1.1213 | 17.0926 | 17.0926 | 0.37647 | 0.90353 | 0.90353 | 0.90353 | 0.90353 | 0 | 0
2014-08-10 10:00 | 10 | 4.92% | 0.84096 | 0.84096 | 17.0926 | 17.0926 | 0.42941 | 1.0306 | 1.0306 | 0.84096 | 0.84096 | 0.18963 | 0.18963
2014-08-10 11:00 | 11 | 3.28% | 0.56064 | 0.56064 | 17.0926 | 17.0926 | 0.49167 | 1.18 | 1.18 | 0.56064 | 0.56064 | 0.61936 | 0.61936
2014-08-10 12:00 | 12 | 3.28% | 0.56064 | 0.56064 | 17.0926 | 17.0926 | 0.46275 | 1.1106 | 1.1106 | 0.56064 | 0.56064 | 0.54995 | 0.54995
2014-08-10 13:00 | 13 | 3.28% | 0.56064 | 0.56064 | 17.0926 | 17.0926 | 0.47696 | 1.1447 | 1.1447 | 0.56064 | 0.56064 | 0.58407 | 0.58407
2014-08-10 14:00 | 14 | 3.28% | 0.56064 | 0.56064 | 17.0926 | 17.0926 | 0.44069 | 1.0576 | 1.0576 | 0.56064 | 0.56064 | 0.49701 | 0.49701
2014-08-10 15:00 | 15 | 3.28% | 0.56064 | 0.56064 | 17.0926 | 17.0926 | 0.3 | 0.72 | 0.72 | 0.56064 | 0.56064 | 0.15936 | 0.15936
2014-08-10 16:00 | 16 | 3.28% | 0.56064 | 0.56064 | 17.0926 | 17.0926 | 0.25 | 0.6 | 0.6 | 0.56064 | 0.56064 | 0.039363 | 0.039363
2014-08-10 17:00 | 17 | 4.92% | 0.84096 | 0.84096 | 17.0926 | 17.0926 | 0.1348 | 0.32353 | 0.32353 | 0.32353 | 0.32353 | 0 | 0
2014-08-10 18:00 | 18 | 6.56% | 1.1213 | 1.1213 | 17.0926 | 17.0926 | 0.060294 | 0.14471 | 0.14471 | 0.14471 | 0.14471 | 0 | 0
2014-08-10 19:00 | 19 | 9.84% | 1.6819 | 1.6819 | 17.0926 | 17.0926 | 0.028431 | 0.068235 | 0.068235 | 0.068235 | 0.068235 | 0 | 0
2014-08-10 20:00 | 20 | 8.2% | 1.4016 | 1.4016 | 17.0926 | 17.0926 | 0.0098039 | 0.023529 | 0.023529 | 0.023529 | 0.023529 | 0 | 0
2014-08-10 21:00 | 21 | 6.56% | 1.1213 | 1.1213 | 17.0926 | 17.0926 | 0.0014706 | 0.0035294 | 0.0035294 | 0.0035294 | 0.0035294 | 0 | 0
2014-08-10 22:00 | 22 | 4.92% | 0.84096 | 0.84096 | 17.0926 | 17.0926 | 0 | 0 | 0 | 0 | 0 | 0 | 0
2014-08-10 23:00 | 23 | 3.28% | 0.56064 | 0.56064 | 17.0926 | 17.0926 | 0 | 0 | 0 | 0 | 0 | 0 | 0
2014-08-11 | 24 | 1.64% | 0.28032 | 0.28032 | 17.0926 | 17.0926 | 0 | 0 | 0 | 0 | 0 | 0 | 0
2014-08-11 01:00 | 1 | 1.64% | 0.28032 | 0.28032 | 17.0926 | 17.0926 | 0 | 0 | 0 | 0 | 0 | 0 | 0
2014-08-11 02:00 | 2 | 1.64% | 0.28032 | 0.28032 | 17.0926 | 17.0926 | 0 | 0 | 0 | 0 | 0 | 0 | 0
2014-08-11 03:00 | 3 | 1.64% | 0.28032 | 0.28032 | 17.0926 | 17.0926 | 0 | 0 | 0 | 0 | 0 | 0 | 0
2014-08-11 04:00 | 4 | 1.64% | 0.28032 | 0.28032 | 17.0926 | 17.0926 | 0 | 0 | 0 | 0 | 0 | 0 | 0
2014-08-11 05:00 | 5 | 1.64% | 0.28032 | 0.28032 | 17.0926 | 17.0926 | 0.004902 | 0.011765 | 0.011765 | 0.011765 | 0.011765 | 0 | 0
2014-08-11 06:00 | 6 | 3.28% | 0.56064 | 0.56064 | 17.0926 | 17.0926 | 0.05 | 0.12 | 0.12 | 0.12 | 0.12 | 0 | 0
2014-08-11 07:00 | 7 | 4.92% | 0.84096 | 0.84096 | 17.0926 | 17.0926 | 0.14706 | 0.35294 | 0.35294 | 0.35294 | 0.35294 | 0 | 0
2014-08-11 08:00 | 8 | 6.56% | 1.1213 | 1.1213 | 17.0926 | 17.0926 | 0.29167 | 0.7 | 0.7 | 0.7 | 0.7 | 0 | 0
2014-08-11 09:00 | 9 | 6.56% | 1.1213 | 1.1213 | 17.0926 | 17.0926 | 0.47598 | 1.1424 | 1.1424 | 1.1213 | 1.1213 | 0.021079 | 0.021079
2014-08-11 10:00 | 10 | 4.92% | 0.84096 | 0.84096 | 17.0926 | 17.0926 | 0.57353 | 1.3765 | 1.3765 | 0.84096 | 0.84096 | 0.53552 | 0.53552
2014-08-11 11:00 | 11 | 3.28% | 0.56064 | 0.56064 | 17.0926 | 17.0926 | 0.54853 | 1.3165 | 1.3165 | 0.56064 | 0.56064 | 0.75583 | 0.75583
2014-08-11 12:00 | 12 | 3.28% | 0.56064 | 0.56064 | 17.0926 | 17.0926 | 0.54706 | 1.3129 | 1.3129 | 0.56064 | 0.56064 | 0.7523 | 0.7523
2014-08-11 13:00 | 13 | 3.28% | 0.56064 | 0.56064 | 17.0926 | 17.0926 | 0.40931 | 0.98235 | 0.98235 | 0.56064 | 0.56064 | 0.42172 | 0.42172
2014-08-11 14:00 | 14 | 3.28% | 0.56064 | 0.56064 | 17.0926 | 17.0926 | 0.31814 | 0.76353 | 0.76353 | 0.56064 | 0.56064 | 0.20289 | 0.20289
2014-08-11 15:00 | 15 | 3.28% | 0.56064 | 0.56064 | 17.0926 | 17.0926 | 0.23137 | 0.55529 | 0.55529 | 0.55529 | 0.55529 | 0 | 0
2014-08-11 16:00 | 16 | 3.28% | 0.56064 | 0.56064 | 17.0926 | 17.0926 | 0.1701 | 0.40824 | 0.40824 | 0.40824 | 0.40824 | 0 | 0
2014-08-11 17:00 | 17 | 4.92% | 0.84096 | 0.84096 | 17.0926 | 17.0926 | 0.10686 | 0.25647 | 0.25647 | 0.25647 | 0.25647 | 0 | 0
2014-08-11 18:00 | 18 | 6.56% | 1.1213 | 1.1213 | 17.0926 | 17.0926 | 0.059804 | 0.14353 | 0.14353 | 0.14353 | 0.14353 | 0 | 0
2014-08-11 19:00 | 19 | 9.84% | 1.6819 | 1.6819 | 17.0926 | 17.0926 | 0.021569 | 0.051765 | 0.051765 | 0.051765 | 0.051765 | 0 | 0
2014-08-11 20:00 | 20 | 8.2% | 1.4016 | 1.4016 | 17.0926 | 17.0926 | 0.0039216 | 0.0094118 | 0.0094118 | 0.0094118 | 0.0094118 | 0 | 0
2014-08-11 21:00 | 21 | 6.56% | 1.1213 | 1.1213 | 17.0926 | 17.0926 | 0 | 0 | 0 | 0 | 0 | 0 | 0
2014-08-11 22:00 | 22 | 4.92% | 0.84096 | 0.84096 | 17.0926 | 17.0926 | 0 | 0 | 0 | 0 | 0 | 0 | 0
2014-08-11 23:00 | 23 | 3.28% | 0.56064 | 0.56064 | 17.0926 | 17.0926 | 0 | 0 | 0 | 0 | 0 | 0 | 0
2014-08-12 | 24 | 1.64% | 0.28032 | 0.28032 | 17.0926 | 17.0926 | 0 | 0 | 0 | 0 | 0 | 0 | 0
2014-08-12 01:00 | 1 | 1.64% | 0.28032 | 0.28032 | 17.0926 | 17.0926 | 0 | 0 | 0 | 0 | 0 | 0 | 0
2014-08-12 02:00 | 2 | 1.64% | 0.28032 | 0.28032 | 17.0926 | 17.0926 | 0 | 0 | 0 | 0 | 0 | 0 | 0
2014-08-12 03:00 | 3 | 1.64% | 0.28032 | 0.28032 | 17.0926 | 17.0926 | 0 | 0 | 0 | 0 | 0 | 0 | 0
2014-08-12 04:00 | 4 | 1.64% | 0.28032 | 0.28032 | 17.0926 | 17.0926 | 0 | 0 | 0 | 0 | 0 | 0 | 0
2014-08-12 05:00 | 5 | 1.64% | 0.28032 | 0.28032 | 17.0926 | 17.0926 | 0.0034314 | 0.0082353 | 0.0082353 | 0.0082353 | 0.0082353 | 0 | 0
2014-08-12 06:00 | 6 | 3.28% | 0.56064 | 0.56064 | 17.0926 | 17.0926 | 0.063235 | 0.15176 | 0.15176 | 0.15176 | 0.15176 | 0 | 0
2014-08-12 07:00 | 7 | 4.92% | 0.84096 | 0.84096 | 17.0926 | 17.0926 | 0.16912 | 0.40588 | 0.40588 | 0.40588 | 0.40588 | 0 | 0
2014-08-12 08:00 | 8 | 6.56% | 1.1213 | 1.1213 | 17.0926 | 17.0926 | 0.3799 | 0.91176 | 0.91176 | 0.91176 | 0.91176 | 0 | 0
2014-08-12 09:00 | 9 | 6.56% | 1.1213 | 1.1213 | 17.0926 | 17.0926 | 0.53873 | 1.2929 | 1.2929 | 1.1213 | 1.1213 | 0.17167 | 0.17167
2014-08-12 10:00 | 10 | 4.92% | 0.84096 | 0.84096 | 17.0926 | 17.0926 | 0.65735 | 1.5776 | 1.5776 | 0.84096 | 0.84096 | 0.73669 | 0.73669
2014-08-12 11:00 | 11 | 3.28% | 0.56064 | 0.56064 | 17.0926 | 17.0926 | 0.6402 | 1.5365 | 1.5365 | 0.56064 | 0.56064 | 0.97583 | 0.97583
2014-08-12 12:00 | 12 | 3.28% | 0.56064 | 0.56064 | 17.0926 | 17.0926 | 0.64902 | 1.5576 | 1.5576 | 0.56064 | 0.56064 | 0.99701 | 0.99701
2014-08-12 13:00 | 13 | 3.28% | 0.56064 | 0.56064 | 17.0926 | 17.0926 | 0.70735 | 1.6976 | 1.6976 | 0.56064 | 0.56064 | 1.137 | 1.137
2014-08-12 14:00 | 14 | 3.28% | 0.56064 | 0.56064 | 17.0926 | 17.0926 | 0.63235 | 1.5176 | 1.5176 | 0.56064 | 0.56064 | 0.95701 | 0.95701
2014-08-12 15:00 | 15 | 3.28% | 0.56064 | 0.56064 | 17.0926 | 17.0926 | 0.44412 | 1.0659 | 1.0659 | 0.56064 | 0.56064 | 0.50525 | 0.50525
2014-08-12 16:00 | 16 | 3.28% | 0.56064 | 0.56064 | 17.0926 | 17.0926 | 0.30147 | 0.72353 | 0.72353 | 0.56064 | 0.56064 | 0.16289 | 0.16289
2014-08-12 17:00 | 17 | 4.92% | 0.84096 | 0.84096 | 17.0926 | 17.0926 | 0.14804 | 0.35529 | 0.35529 | 0.35529 | 0.35529 | 0 | 0
2014-08-12 18:00 | 18 | 6.56% | 1.1213 | 1.1213 | 17.0926 | 17.0926 | 0.07598 | 0.18235 | 0.18235 | 0.18235 | 0.18235 | 0 | 0
2014-08-12 19:00 | 19 | 9.84% | 1.6819 | 1.6819 | 17.0926 | 17.0926 | 0.042647 | 0.10235 | 0.10235 | 0.10235 | 0.10235 | 0 | 0
2014-08-12 20:00 | 20 | 8.2% | 1.4016 | 1.4016 | 17.0926 | 17.0926 | 0.0068627 | 0.016471 | 0.016471 | 0.016471 | 0.016471 | 0 | 0
2014-08-12 21:00 | 21 | 6.56% | 1.1213 | 1.1213 | 17.0926 | 17.0926 | 0.0004902 | 0.0011765 | 0.0011765 | 0.0011765 | 0.0011765 | 0 | 0
2014-08-12 22:00 | 22 | 4.92% | 0.84096 | 0.84096 | 17.0926 | 17.0926 | 0 | 0 | 0 | 0 | 0 | 0 | 0
2014-08-12 23:00 | 23 | 3.28% | 0.56064 | 0.56064 | 17.0926 | 17.0926 | 0 | 0 | 0 | 0 | 0 | 0 | 0
2014-08-13 | 24 | 1.64% | 0.28032 | 0.28032 | 17.0926 | 17.0926 | 0 | 0 | 0 | 0 | 0 | 0 | 0
2014-08-13 01:00 | 1 | 1.64% | 0.28032 | 0.28032 | 17.0926 | 17.0926 | 0 | 0 | 0 | 0 | 0 | 0 | 0
2014-08-13 02:00 | 2 | 1.64% | 0.28032 | 0.28032 | 17.0926 | 17.0926 | 0 | 0 | 0 | 0 | 0 | 0 | 0
2014-08-13 03:00 | 3 | 1.64% | 0.28032 | 0.28032 | 17.0926 | 17.0926 | 0 | 0 | 0 | 0 | 0 | 0 | 0
2014-08-13 04:00 | 4 | 1.64% | 0.28032 | 0.28032 | 17.0926 | 17.0926 | 0 | 0 | 0 | 0 | 0 | 0 | 0
2014-08-13 05:00 | 5 | 1.64% | 0.28032 | 0.28032 | 17.0926 | 17.0926 | 0.002451 | 0.0058824 | 0.0058824 | 0.0058824 | 0.0058824 | 0 | 0
2014-08-13 06:00 | 6 | 3.28% | 0.56064 | 0.56064 | 17.0926 | 17.0926 | 0.047549 | 0.11412 | 0.11412 | 0.11412 | 0.11412 | 0 | 0
2014-08-13 07:00 | 7 | 4.92% | 0.84096 | 0.84096 | 17.0926 | 17.0926 | 0.16127 | 0.38706 | 0.38706 | 0.38706 | 0.38706 | 0 | 0
2014-08-13 08:00 | 8 | 6.56% | 1.1213 | 1.1213 | 17.0926 | 17.0926 | 0.32941 | 0.79059 | 0.79059 | 0.79059 | 0.79059 | 0 | 0
2014-08-13 09:00 | 9 | 6.56% | 1.1213 | 1.1213 | 17.0926 | 17.0926 | 0.47843 | 1.1482 | 1.1482 | 1.1213 | 1.1213 | 0.026962 | 0.026962
2014-08-13 10:00 | 10 | 4.92% | 0.84096 | 0.84096 | 17.0926 | 17.0926 | 0.53725 | 1.2894 | 1.2894 | 0.84096 | 0.84096 | 0.44846 | 0.44846
2014-08-13 11:00 | 11 | 3.28% | 0.56064 | 0.56064 | 17.0926 | 17.0926 | 0.57108 | 1.3706 | 1.3706 | 0.56064 | 0.56064 | 0.80995 | 0.80995
2014-08-13 12:00 | 12 | 3.28% | 0.56064 | 0.56064 | 17.0926 | 17.0926 | 0.6652 | 1.5965 | 1.5965 | 0.56064 | 0.56064 | 1.0358 | 1.0358
2014-08-13 13:00 | 13 | 3.28% | 0.56064 | 0.56064 | 17.0926 | 17.0926 | 0.65 | 1.56 | 1.56 | 0.56064 | 0.56064 | 0.99936 | 0.99936
2014-08-13 14:00 | 14 | 3.28% | 0.56064 | 0.56064 | 17.0926 | 17.0926 | 0.53676 | 1.2882 | 1.2882 | 0.56064 | 0.56064 | 0.7276 | 0.7276
2014-08-13 15:00 | 15 | 3.28% | 0.56064 | 0.56064 | 17.0926 | 17.0926 | 0.45882 | 1.1012 | 1.1012 | 0.56064 | 0.56064 | 0.54054 | 0.54054
2014-08-13 16:00 | 16 | 3.28% | 0.56064 | 0.56064 | 17.0926 | 17.0926 | 0.33627 | 0.80706 | 0.80706 | 0.56064 | 0.56064 | 0.24642 | 0.24642
2014-08-13 17:00 | 17 | 4.92% | 0.84096 | 0.84096 | 17.0926 | 17.0926 | 0.18186 | 0.43647 | 0.43647 | 0.43647 | 0.43647 | 0 | 0
2014-08-13 18:00 | 18 | 6.56% | 1.1213 | 1.1213 | 17.0926 | 17.0926 | 0.081373 | 0.19529 | 0.19529 | 0.19529 | 0.19529 | 0 | 0
2014-08-13 19:00 | 19 | 9.84% | 1.6819 | 1.6819 | 17.0926 | 17.0926 | 0.029902 | 0.071765 | 0.071765 | 0.071765 | 0.071765 | 0 | 0
2014-08-13 20:00 | 20 | 8.2% | 1.4016 | 1.4016 | 17.0926 | 17.0926 | 0.011765 | 0.028235 | 0.028235 | 0.028235 | 0.028235 | 0 | 0
2014-08-13 21:00 | 21 | 6.56% | 1.1213 | 1.1213 | 17.0926 | 17.0926 | 0.00098039 | 0.0023529 | 0.0023529 | 0.0023529 | 0.0023529 | 0 | 0
2014-08-13 22:00 | 22 | 4.92% | 0.84096 | 0.84096 | 17.0926 | 17.0926 | 0 | 0 | 0 | 0 | 0 | 0 | 0
2014-08-13 23:00 | 23 | 3.28% | 0.56064 | 0.56064 | 17.0926 | 17.0926 | 0 | 0 | 0 | 0 | 0 | 0 | 0
2014-08-14 | 24 | 1.64% | 0.28032 | 0.28032 | 17.0926 | 17.0926 | 0 | 0 | 0 | 0 | 0 | 0 | 0
2014-08-14 01:00 | 1 | 1.64% | 0.28032 | 0.28032 | 17.0926 | 17.0926 | 0 | 0 | 0 | 0 | 0 | 0 | 0
2014-08-14 02:00 | 2 | 1.64% | 0.28032 | 0.28032 | 17.0926 | 17.0926 | 0 | 0 | 0 | 0 | 0 | 0 | 0
2014-08-14 03:00 | 3 | 1.64% | 0.28032 | 0.28032 | 17.0926 | 17.0926 | 0 | 0 | 0 | 0 | 0 | 0 | 0
2014-08-14 04:00 | 4 | 1.64% | 0.28032 | 0.28032 | 17.0926 | 17.0926 | 0 | 0 | 0 | 0 | 0 | 0 | 0
2014-08-14 05:00 | 5 | 1.64% | 0.28032 | 0.28032 | 17.0926 | 17.0926 | 0.0029412 | 0.0070588 | 0.0070588 | 0.0070588 | 0.0070588 | 0 | 0
2014-08-14 06:00 | 6 | 3.28% | 0.56064 | 0.56064 | 17.0926 | 17.0926 | 0.048039 | 0.11529 | 0.11529 | 0.11529 | 0.11529 | 0 | 0
2014-08-14 07:00 | 7 | 4.92% | 0.84096 | 0.84096 | 17.0926 | 17.0926 | 0.19853 | 0.47647 | 0.47647 | 0.47647 | 0.47647 | 0 | 0
2014-08-14 08:00 | 8 | 6.56% | 1.1213 | 1.1213 | 17.0926 | 17.0926 | 0.35833 | 0.86 | 0.86 | 0.86 | 0.86 | 0 | 0
2014-08-14 09:00 | 9 | 6.56% | 1.1213 | 1.1213 | 17.0926 | 17.0926 | 0.46765 | 1.1224 | 1.1224 | 1.1213 | 1.1213 | 0.0010794 | 0.0010794
2014-08-14 10:00 | 10 | 4.92% | 0.84096 | 0.84096 | 17.0926 | 17.0926 | 0.56912 | 1.3659 | 1.3659 | 0.84096 | 0.84096 | 0.52493 | 0.52493
2014-08-14 11:00 | 11 | 3.28% | 0.56064 | 0.56064 | 17.0926 | 17.0926 | 0.60637 | 1.4553 | 1.4553 | 0.56064 | 0.56064 | 0.89466 | 0.89466
2014-08-14 12:00 | 12 | 3.28% | 0.56064 | 0.56064 | 17.0926 | 17.0926 | 0.62745 | 1.5059 | 1.5059 | 0.56064 | 0.56064 | 0.94525 | 0.94525
2014-08-14 13:00 | 13 | 3.28% | 0.56064 | 0.56064 | 17.0926 | 17.0926 | 0.55784 | 1.3388 | 1.3388 | 0.56064 | 0.56064 | 0.77819 | 0.77819
2014-08-14 14:00 | 14 | 3.28% | 0.56064 | 0.56064 | 17.0926 | 17.0926 | 0.52941 | 1.2706 | 1.2706 | 0.56064 | 0.56064 | 0.70995 | 0.70995
2014-08-14 15:00 | 15 | 3.28% | 0.56064 | 0.56064 | 17.0926 | 17.0926 | 0.4348 | 1.0435 | 1.0435 | 0.56064 | 0.56064 | 0.48289 | 0.48289
2014-08-14 16:00 | 16 | 3.28% | 0.56064 | 0.56064 | 17.0926 | 17.0926 | 0.2799 | 0.67176 | 0.67176 | 0.56064 | 0.56064 | 0.11113 | 0.11113
2014-08-14 17:00 | 17 | 4.92% | 0.84096 | 0.84096 | 17.0926 | 17.0926 | 0.13971 | 0.33529 | 0.33529 | 0.33529 | 0.33529 | 0 | 0
2014-08-14 18:00 | 18 | 6.56% | 1.1213 | 1.1213 | 17.0926 | 17.0926 | 0.057843 | 0.13882 | 0.13882 | 0.13882 | 0.13882 | 0 | 0
2014-08-14 19:00 | 19 | 9.84% | 1.6819 | 1.6819 | 17.0926 | 17.0926 | 0.025 | 0.06 | 0.06 | 0.06 | 0.06 | 0 | 0
2014-08-14 20:00 | 20 | 8.2% | 1.4016 | 1.4016 | 17.0926 | 17.0926 | 0.0053922 | 0.012941 | 0.012941 | 0.012941 | 0.012941 | 0 | 0
2014-08-14 21:00 | 21 | 6.56% | 1.1213 | 1.1213 | 17.0926 | 17.0926 | 0.0004902 | 0.0011765 | 0.0011765 | 0.0011765 | 0.0011765 | 0 | 0
2014-08-14 22:00 | 22 | 4.92% | 0.84096 | 0.84096 | 17.0926 | 17.0926 | 0 | 0 | 0 | 0 | 0 | 0 | 0
2014-08-14 23:00 | 23 | 3.28% | 0.56064 | 0.56064 | 17.0926 | 17.0926 | 0 | 0 | 0 | 0 | 0 | 0 | 0
2014-08-15 | 24 | 1.64% | 0.28032 | 0.28032 | 17.0926 | 17.0926 | 0 | 0 | 0 | 0 | 0 | 0 | 0
2014-08-15 01:00 | 1 | 1.64% | 0.28032 | 0.28032 | 17.0926 | 17.0926 | 0 | 0 | 0 | 0 | 0 | 0 | 0
2014-08-15 02:00 | 2 | 1.64% | 0.28032 | 0.28032 | 17.0926 | 17.0926 | 0 | 0 | 0 | 0 | 0 | 0 | 0
2014-08-15 03:00 | 3 | 1.64% | 0.28032 | 0.28032 | 17.0926 | 17.0926 | 0 | 0 | 0 | 0 | 0 | 0 | 0
2014-08-15 04:00 | 4 | 1.64% | 0.28032 | 0.28032 | 17.0926 | 17.0926 | 0 | 0 | 0 | 0 | 0 | 0 | 0
2014-08-15 05:00 | 5 | 1.64% | 0.28032 | 0.28032 | 17.0926 | 17.0926 | 0.0044118 | 0.010588 | 0.010588 | 0.010588 | 0.010588 | 0 | 0
2014-08-15 06:00 | 6 | 3.28% | 0.56064 | 0.56064 | 17.0926 | 17.0926 | 0.042647 | 0.10235 | 0.10235 | 0.10235 | 0.10235 | 0 | 0
2014-08-15 07:00 | 7 | 4.92% | 0.84096 | 0.84096 | 17.0926 | 17.0926 | 0.16176 | 0.38824 | 0.38824 | 0.38824 | 0.38824 | 0 | 0
2014-08-15 08:00 | 8 | 6.56% | 1.1213 | 1.1213 | 17.0926 | 17.0926 | 0.26765 | 0.64235 | 0.64235 | 0.64235 | 0.64235 | 0 | 0
2014-08-15 09:00 | 9 | 6.56% | 1.1213 | 1.1213 | 17.0926 | 17.0926 | 0.37647 | 0.90353 | 0.90353 | 0.90353 | 0.90353 | 0 | 0
2014-08-15 10:00 | 10 | 4.92% | 0.84096 | 0.84096 | 17.0926 | 17.0926 | 0.51275 | 1.2306 | 1.2306 | 0.84096 | 0.84096 | 0.38963 | 0.38963
2014-08-15 11:00 | 11 | 3.28% | 0.56064 | 0.56064 | 17.0926 | 17.0926 | 0.53284 | 1.2788 | 1.2788 | 0.56064 | 0.56064 | 0.71819 | 0.71819
2014-08-15 12:00 | 12 | 3.28% | 0.56064 | 0.56064 | 17.0926 | 17.0926 | 0.5951 | 1.4282 | 1.4282 | 0.56064 | 0.56064 | 0.8676 | 0.8676
2014-08-15 13:00 | 13 | 3.28% | 0.56064 | 0.56064 | 17.0926 | 17.0926 | 0.51176 | 1.2282 | 1.2282 | 0.56064 | 0.56064 | 0.6676 | 0.6676
2014-08-15 14:00 | 14 | 3.28% | 0.56064 | 0.56064 | 17.0926 | 17.0926 | 0.41127 | 0.98706 | 0.98706 | 0.56064 | 0.56064 | 0.42642 | 0.42642
2014-08-15 15:00 | 15 | 3.28% | 0.56064 | 0.56064 | 17.0926 | 17.0926 | 0.30931 | 0.74235 | 0.74235 | 0.56064 | 0.56064 | 0.18172 | 0.18172
2014-08-15 16:00 | 16 | 3.28% | 0.56064 | 0.56064 | 17.0926 | 17.0926 | 0.2549 | 0.61176 | 0.61176 | 0.56064 | 0.56064 | 0.051128 | 0.051128
2014-08-15 17:00 | 17 | 4.92% | 0.84096 | 0.84096 | 17.0926 | 17.0926 | 0.11863 | 0.28471 | 0.28471 | 0.28471 | 0.28471 | 0 | 0
2014-08-15 18:00 | 18 | 6.56% | 1.1213 | 1.1213 | 17.0926 | 17.0926 | 0.055392 | 0.13294 | 0.13294 | 0.13294 | 0.13294 | 0 | 0
2014-08-15 19:00 | 19 | 9.84% | 1.6819 | 1.6819 | 17.0926 | 17.0926 | 0.038235 | 0.091765 | 0.091765 | 0.091765 | 0.091765 | 0 | 0
2014-08-15 20:00 | 20 | 8.2% | 1.4016 | 1.4016 | 17.0926 | 17.0926 | 0.0068627 | 0.016471 | 0.016471 | 0.016471 | 0.016471 | 0 | 0
2014-08-15 21:00 | 21 | 6.56% | 1.1213 | 1.1213 | 17.0926 | 17.0926 | 0 | 0 | 0 | 0 | 0 | 0 | 0
2014-08-15 22:00 | 22 | 4.92% | 0.84096 | 0.84096 | 17.0926 | 17.0926 | 0 | 0 | 0 | 0 | 0 | 0 | 0
2014-08-15 23:00 | 23 | 3.28% | 0.56064 | 0.56064 | 17.0926 | 17.0926 | 0 | 0 | 0 | 0 | 0 | 0 | 0
2014-08-16 | 24 | 1.64% | 0.28032 | 0.28032 | 17.0926 | 17.0926 | 0 | 0 | 0 | 0 | 0 | 0 | 0
2014-08-16 01:00 | 1 | 1.64% | 0.28032 | 0.28032 | 17.0926 | 17.0926 | 0 | 0 | 0 | 0 | 0 | 0 | 0
2014-08-16 02:00 | 2 | 1.64% | 0.28032 | 0.28032 | 17.0926 | 17.0926 | 0 | 0 | 0 | 0 | 0 | 0 | 0
2014-08-16 03:00 | 3 | 1.64% | 0.28032 | 0.28032 | 17.0926 | 17.0926 | 0 | 0 | 0 | 0 | 0 | 0 | 0
2014-08-16 04:00 | 4 | 1.64% | 0.28032 | 0.28032 | 17.0926 | 17.0926 | 0 | 0 | 0 | 0 | 0 | 0 | 0
2014-08-16 05:00 | 5 | 1.64% | 0.28032 | 0.28032 | 17.0926 | 17.0926 | 0.00098039 | 0.0023529 | 0.0023529 | 0.0023529 | 0.0023529 | 0 | 0
2014-08-16 06:00 | 6 | 3.28% | 0.56064 | 0.56064 | 17.0926 | 17.0926 | 0.036765 | 0.088235 | 0.088235 | 0.088235 | 0.088235 | 0 | 0
2014-08-16 07:00 | 7 | 4.92% | 0.84096 | 0.84096 | 17.0926 | 17.0926 | 0.12843 | 0.30824 | 0.30824 | 0.30824 | 0.30824 | 0 | 0
2014-08-16 08:00 | 8 | 6.56% | 1.1213 | 1.1213 | 17.0926 | 17.0926 | 0.21422 | 0.51412 | 0.51412 | 0.51412 | 0.51412 | 0 | 0
2014-08-16 09:00 | 9 | 6.56% | 1.1213 | 1.1213 | 17.0926 | 17.0926 | 0.31569 | 0.75765 | 0.75765 | 0.75765 | 0.75765 | 0 | 0
2014-08-16 10:00 | 10 | 4.92% | 0.84096 | 0.84096 | 17.0926 | 17.0926 | 0.34069 | 0.81765 | 0.81765 | 0.81765 | 0.81765 | 0 | 0
2014-08-16 11:00 | 11 | 3.28% | 0.56064 | 0.56064 | 17.0926 | 17.0926 | 0.39804 | 0.95529 | 0.95529 | 0.56064 | 0.56064 | 0.39466 | 0.39466
2014-08-16 12:00 | 12 | 3.28% | 0.56064 | 0.56064 | 17.0926 | 17.0926 | 0.39755 | 0.95412 | 0.95412 | 0.56064 | 0.56064 | 0.39348 | 0.39348
2014-08-16 13:00 | 13 | 3.28% | 0.56064 | 0.56064 | 17.0926 | 17.0926 | 0.39167 | 0.94 | 0.94 | 0.56064 | 0.56064 | 0.37936 | 0.37936
2014-08-16 14:00 | 14 | 3.28% | 0.56064 | 0.56064 | 17.0926 | 17.0926 | 0.34657 | 0.83176 | 0.83176 | 0.56064 | 0.56064 | 0.27113 | 0.27113
2014-08-16 15:00 | 15 | 3.28% | 0.56064 | 0.56064 | 17.0926 | 17.0926 | 0.31716 | 0.76118 | 0.76118 | 0.56064 | 0.56064 | 0.20054 | 0.20054
2014-08-16 16:00 | 16 | 3.28% | 0.56064 | 0.56064 | 17.0926 | 17.0926 | 0.19706 | 0.47294 | 0.47294 | 0.47294 | 0.47294 | 0 | 0
2014-08-16 17:00 | 17 | 4.92% | 0.84096 | 0.84096 | 17.0926 | 17.0926 | 0.15098 | 0.36235 | 0.36235 | 0.36235 | 0.36235 | 0 | 0
2014-08-16 18:00 | 18 | 6.56% | 1.1213 | 1.1213 | 17.0926 | 17.0926 | 0.065196 | 0.15647 | 0.15647 | 0.15647 | 0.15647 | 0 | 0
2014-08-16 19:00 | 19 | 9.84% | 1.6819 | 1.6819 | 17.0926 | 17.0926 | 0.035784 | 0.085882 | 0.085882 | 0.085882 | 0.085882 | 0 | 0
2014-08-16 20:00 | 20 | 8.2% | 1.4016 | 1.4016 | 17.0926 | 17.0926 | 0.010784 | 0.025882 | 0.025882 | 0.025882 | 0.025882 | 0 | 0
2014-08-16 21:00 | 21 | 6.56% | 1.1213 | 1.1213 | 17.0926 | 17.0926 | 0.0004902 | 0.0011765 | 0.0011765 | 0.0011765 | 0.0011765 | 0 | 0
2014-08-16 22:00 | 22 | 4.92% | 0.84096 | 0.84096 | 17.0926 | 17.0926 | 0 | 0 | 0 | 0 | 0 | 0 | 0
2014-08-16 23:00 | 23 | 3.28% | 0.56064 | 0.56064 | 17.0926 | 17.0926 | 0 | 0 | 0 | 0 | 0 | 0 | 0
2014-08-17 | 24 | 1.64% | 0.28032 | 0.28032 | 17.0926 | 17.0926 | 0 | 0 | 0 | 0 | 0 | 0 | 0
2014-08-17 01:00 | 1 | 1.64% | 0.28032 | 0.28032 | 17.0926 | 17.0926 | 0 | 0 | 0 | 0 | 0 | 0 | 0
2014-08-17 02:00 | 2 | 1.64% | 0.28032 | 0.28032 | 17.0926 | 17.0926 | 0 | 0 | 0 | 0 | 0 | 0 | 0
2014-08-17 03:00 | 3 | 1.64% | 0.28032 | 0.28032 | 17.0926 | 17.0926 | 0 | 0 | 0 | 0 | 0 | 0 | 0
2014-08-17 04:00 | 4 | 1.64% | 0.28032 | 0.28032 | 17.0926 | 17.0926 | 0 | 0 | 0 | 0 | 0 | 0 | 0
2014-08-17 05:00 | 5 | 1.64% | 0.28032 | 0.28032 | 17.0926 | 17.0926 | 0.0014706 | 0.0035294 | 0.0035294 | 0.0035294 | 0.0035294 | 0 | 0
2014-08-17 06:00 | 6 | 3.28% | 0.56064 | 0.56064 | 17.0926 | 17.0926 | 0.018627 | 0.044706 | 0.044706 | 0.044706 | 0.044706 | 0 | 0
2014-08-17 07:00 | 7 | 4.92% | 0.84096 | 0.84096 | 17.0926 | 17.0926 | 0.10147 | 0.24353 | 0.24353 | 0.24353 | 0.24353 | 0 | 0
2014-08-17 08:00 | 8 | 6.56% | 1.1213 | 1.1213 | 17.0926 | 17.0926 | 0.2201 | 0.52824 | 0.52824 | 0.52824 | 0.52824 | 0 | 0
2014-08-17 09:00 | 9 | 6.56% | 1.1213 | 1.1213 | 17.0926 | 17.0926 | 0.3299 | 0.79176 | 0.79176 | 0.79176 | 0.79176 | 0 | 0
2014-08-17 10:00 | 10 | 4.92% | 0.84096 | 0.84096 | 17.0926 | 17.0926 | 0.37647 | 0.90353 | 0.90353 | 0.84096 | 0.84096 | 0.062574 | 0.062574
2014-08-17 11:00 | 11 | 3.28% | 0.56064 | 0.56064 | 17.0926 | 17.0926 | 0.3049 | 0.73176 | 0.73176 | 0.56064 | 0.56064 | 0.17113 | 0.17113
2014-08-17 12:00 | 12 | 3.28% | 0.56064 | 0.56064 | 17.0926 | 17.0926 | 0.31667 | 0.76 | 0.76 | 0.56064 | 0.56064 | 0.19936 | 0.19936
2014-08-17 13:00 | 13 | 3.28% | 0.56064 | 0.56064 | 17.0926 | 17.0926 | 0.425 | 1.02 | 1.02 | 0.56064 | 0.56064 | 0.45936 | 0.45936
2014-08-17 14:00 | 14 | 3.28% | 0.56064 | 0.56064 | 17.0926 | 17.0926 | 0.35539 | 0.85294 | 0.85294 | 0.56064 | 0.56064 | 0.2923 | 0.2923
2014-08-17 15:00 | 15 | 3.28% | 0.56064 | 0.56064 | 17.0926 | 17.0926 | 0.26569 | 0.63765 | 0.63765 | 0.56064 | 0.56064 | 0.07701 | 0.07701
2014-08-17 16:00 | 16 | 3.28% | 0.56064 | 0.56064 | 17.0926 | 17.0926 | 0.225 | 0.54 | 0.54 | 0.54 | 0.54 | 0 | 0
2014-08-17 17:00 | 17 | 4.92% | 0.84096 | 0.84096 | 17.0926 | 17.0926 | 0.095588 | 0.22941 | 0.22941 | 0.22941 | 0.22941 | 0 | 0
2014-08-17 18:00 | 18 | 6.56% | 1.1213 | 1.1213 | 17.0926 | 17.0926 | 0.05 | 0.12 | 0.12 | 0.12 | 0.12 | 0 | 0
2014-08-17 19:00 | 19 | 9.84% | 1.6819 | 1.6819 | 17.0926 | 17.0926 | 0.023039 | 0.055294 | 0.055294 | 0.055294 | 0.055294 | 0 | 0
2014-08-17 20:00 | 20 | 8.2% | 1.4016 | 1.4016 | 17.0926 | 17.0926 | 0.004902 | 0.011765 | 0.011765 | 0.011765 | 0.011765 | 0 | 0
2014-08-17 21:00 | 21 | 6.56% | 1.1213 | 1.1213 | 17.0926 | 17.0926 | 0.0004902 | 0.0011765 | 0.0011765 | 0.0011765 | 0.0011765 | 0 | 0
2014-08-17 22:00 | 22 | 4.92% | 0.84096 | 0.84096 | 17.0926 | 17.0926 | 0 | 0 | 0 | 0 | 0 | 0 | 0
2014-08-17 23:00 | 23 | 3.28% | 0.56064 | 0.56064 | 17.0926 | 17.0926 | 0 | 0 | 0 | 0 | 0 | 0 | 0
2014-08-18 | 24 | 1.64% | 0.28032 | 0.28032 | 17.0926 | 17.0926 | 0 | 0 | 0 | 0 | 0 | 0 | 0
2014-08-18 01:00 | 1 | 1.64% | 0.28032 | 0.28032 | 17.0926 | 17.0926 | 0 | 0 | 0 | 0 | 0 | 0 | 0
2014-08-18 02:00 | 2 | 1.64% | 0.28032 | 0.28032 | 17.0926 | 17.0926 | 0 | 0 | 0 | 0 | 0 | 0 | 0
2014-08-18 03:00 | 3 | 1.64% | 0.28032 | 0.28032 | 17.0926 | 17.0926 | 0 | 0 | 0 | 0 | 0 | 0 | 0
2014-08-18 04:00 | 4 | 1.64% | 0.28032 | 0.28032 | 17.0926 | 17.0926 | 0 | 0 | 0 | 0 | 0 | 0 | 0
2014-08-18 05:00 | 5 | 1.64% | 0.28032 | 0.28032 | 17.0926 | 17.0926 | 0.0004902 | 0.0011765 | 0.0011765 | 0.0011765 | 0.0011765 | 0 | 0
2014-08-18 06:00 | 6 | 3.28% | 0.56064 | 0.56064 | 17.0926 | 17.0926 | 0.032843 | 0.078824 | 0.078824 | 0.078824 | 0.078824 | 0 | 0
2014-08-18 07:00 | 7 | 4.92% | 0.84096 | 0.84096 | 17.0926 | 17.0926 | 0.1049 | 0.25176 | 0.25176 | 0.25176 | 0.25176 | 0 | 0
2014-08-18 08:00 | 8 | 6.56% | 1.1213 | 1.1213 | 17.0926 | 17.0926 | 0.19706 | 0.47294 | 0.47294 | 0.47294 | 0.47294 | 0 | 0
2014-08-18 09:00 | 9 | 6.56% | 1.1213 | 1.1213 | 17.0926 | 17.0926 | 0.25539 | 0.61294 | 0.61294 | 0.61294 | 0.61294 | 0 | 0
2014-08-18 10:00 | 10 | 4.92% | 0.84096 | 0.84096 | 17.0926 | 17.0926 | 0.39608 | 0.95059 | 0.95059 | 0.84096 | 0.84096 | 0.10963 | 0.10963
2014-08-18 11:00 | 11 | 3.28% | 0.56064 | 0.56064 | 17.0926 | 17.0926 | 0.45833 | 1.1 | 1.1 | 0.56064 | 0.56064 | 0.53936 | 0.53936
2014-08-18 12:00 | 12 | 3.28% | 0.56064 | 0.56064 | 17.0926 | 17.0926 | 0.46863 | 1.1247 | 1.1247 | 0.56064 | 0.56064 | 0.56407 | 0.56407
2014-08-18 13:00 | 13 | 3.28% | 0.56064 | 0.56064 | 17.0926 | 17.0926 | 0.50441 | 1.2106 | 1.2106 | 0.56064 | 0.56064 | 0.64995 | 0.64995
2014-08-18 14:00 | 14 | 3.28% | 0.56064 | 0.56064 | 17.0926 | 17.0926 | 0.46127 | 1.1071 | 1.1071 | 0.56064 | 0.56064 | 0.54642 | 0.54642
2014-08-18 15:00 | 15 | 3.28% | 0.56064 | 0.56064 | 17.0926 | 17.0926 | 0.41373 | 0.99294 | 0.99294 | 0.56064 | 0.56064 | 0.4323 | 0.4323
2014-08-18 16:00 | 16 | 3.28% | 0.56064 | 0.56064 | 17.0926 | 17.0926 | 0.31373 | 0.75294 | 0.75294 | 0.56064 | 0.56064 | 0.1923 | 0.1923
2014-08-18 17:00 | 17 | 4.92% | 0.84096 | 0.84096 | 17.0926 | 17.0926 | 0.14069 | 0.33765 | 0.33765 | 0.33765 | 0.33765 | 0 | 0
2014-08-18 18:00 | 18 | 6.56% | 1.1213 | 1.1213 | 17.0926 | 17.0926 | 0.071078 | 0.17059 | 0.17059 | 0.17059 | 0.17059 | 0 | 0
2014-08-18 19:00 | 19 | 9.84% | 1.6819 | 1.6819 | 17.0926 | 17.0926 | 0.034804 | 0.083529 | 0.083529 | 0.083529 | 0.083529 | 0 | 0
2014-08-18 20:00 | 20 | 8.2% | 1.4016 | 1.4016 | 17.0926 | 17.0926 | 0.0068627 | 0.016471 | 0.016471 | 0.016471 | 0.016471 | 0 | 0
2014-08-18 21:00 | 21 | 6.56% | 1.1213 | 1.1213 | 17.0926 | 17.0926 | 0 | 0 | 0 | 0 | 0 | 0 | 0
2014-08-18 22:00 | 22 | 4.92% | 0.84096 | 0.84096 | 17.0926 | 17.0926 | 0 | 0 | 0 | 0 | 0 | 0 | 0
2014-08-18 23:00 | 23 | 3.28% | 0.56064 | 0.56064 | 17.0926 | 17.0926 | 0 | 0 | 0 | 0 | 0 | 0 | 0
2014-08-19 | 24 | 1.64% | 0.28032 | 0.28032 | 17.0926 | 17.0926 | 0 | 0 | 0 | 0 | 0 | 0 | 0
2014-08-19 01:00 | 1 | 1.64% | 0.28032 | 0.28032 | 17.0926 | 17.0926 | 0 | 0 | 0 | 0 | 0 | 0 | 0
2014-08-19 02:00 | 2 | 1.64% | 0.28032 | 0.28032 | 17.0926 | 17.0926 | 0 | 0 | 0 | 0 | 0 | 0 | 0
2014-08-19 03:00 | 3 | 1.64% | 0.28032 | 0.28032 | 17.0926 | 17.0926 | 0 | 0 | 0 | 0 | 0 | 0 | 0
2014-08-19 04:00 | 4 | 1.64% | 0.28032 | 0.28032 | 17.0926 | 17.0926 | 0 | 0 | 0 | 0 | 0 | 0 | 0
2014-08-19 05:00 | 5 | 1.64% | 0.28032 | 0.28032 | 17.0926 | 17.0926 | 0.00098039 | 0.0023529 | 0.0023529 | 0.0023529 | 0.0023529 | 0 | 0
2014-08-19 06:00 | 6 | 3.28% | 0.56064 | 0.56064 | 17.0926 | 17.0926 | 0.032843 | 0.078824 | 0.078824 | 0.078824 | 0.078824 | 0 | 0
2014-08-19 07:00 | 7 | 4.92% | 0.84096 | 0.84096 | 17.0926 | 17.0926 | 0.14951 | 0.35882 | 0.35882 | 0.35882 | 0.35882 | 0 | 0
2014-08-19 08:00 | 8 | 6.56% | 1.1213 | 1.1213 | 17.0926 | 17.0926 | 0.1902 | 0.45647 | 0.45647 | 0.45647 | 0.45647 | 0 | 0
2014-08-19 09:00 | 9 | 6.56% | 1.1213 | 1.1213 | 17.0926 | 17.0926 | 0.24804 | 0.59529 | 0.59529 | 0.59529 | 0.59529 | 0 | 0
2014-08-19 10:00 | 10 | 4.92% | 0.84096 | 0.84096 | 17.0926 | 17.0926 | 0.38725 | 0.92941 | 0.92941 | 0.84096 | 0.84096 | 0.088457 | 0.088457
2014-08-19 11:00 | 11 | 3.28% | 0.56064 | 0.56064 | 17.0926 | 17.0926 | 0.4348 | 1.0435 | 1.0435 | 0.56064 | 0.56064 | 0.48289 | 0.48289
2014-08-19 12:00 | 12 | 3.28% | 0.56064 | 0.56064 | 17.0926 | 17.0926 | 0.37353 | 0.89647 | 0.89647 | 0.56064 | 0.56064 | 0.33583 | 0.33583
2014-08-19 13:00 | 13 | 3.28% | 0.56064 | 0.56064 | 17.0926 | 17.0926 | 0.29853 | 0.71647 | 0.71647 | 0.56064 | 0.56064 | 0.15583 | 0.15583
2014-08-19 14:00 | 14 | 3.28% | 0.56064 | 0.56064 | 17.0926 | 17.0926 | 0.25196 | 0.60471 | 0.60471 | 0.56064 | 0.56064 | 0.044069 | 0.044069
2014-08-19 15:00 | 15 | 3.28% | 0.56064 | 0.56064 | 17.0926 | 17.0926 | 0.19314 | 0.46353 | 0.46353 | 0.46353 | 0.46353 | 0 | 0
2014-08-19 16:00 | 16 | 3.28% | 0.56064 | 0.56064 | 17.0926 | 17.0926 | 0.14951 | 0.35882 | 0.35882 | 0.35882 | 0.35882 | 0 | 0
2014-08-19 17:00 | 17 | 4.92% | 0.84096 | 0.84096 | 17.0926 | 17.0926 | 0.073529 | 0.17647 | 0.17647 | 0.17647 | 0.17647 | 0 | 0
2014-08-19 18:00 | 18 | 6.56% | 1.1213 | 1.1213 | 17.0926 | 17.0926 | 0.041176 | 0.098824 | 0.098824 | 0.098824 | 0.098824 | 0 | 0
2014-08-19 19:00 | 19 | 9.84% | 1.6819 | 1.6819 | 17.0926 | 17.0926 | 0.018137 | 0.043529 | 0.043529 | 0.043529 | 0.043529 | 0 | 0
2014-08-19 20:00 | 20 | 8.2% | 1.4016 | 1.4016 | 17.0926 | 17.0926 | 0.0029412 | 0.0070588 | 0.0070588 | 0.0070588 | 0.0070588 | 0 | 0
2014-08-19 21:00 | 21 | 6.56% | 1.1213 | 1.1213 | 17.0926 | 17.0926 | 0 | 0 | 0 | 0 | 0 | 0 | 0
2014-08-19 22:00 | 22 | 4.92% | 0.84096 | 0.84096 | 17.0926 | 17.0926 | 0 | 0 | 0 | 0 | 0 | 0 | 0
2014-08-19 23:00 | 23 | 3.28% | 0.56064 | 0.56064 | 17.0926 | 17.0926 | 0 | 0 | 0 | 0 | 0 | 0 | 0
2014-08-20 | 24 | 1.64% | 0.28032 | 0.28032 | 17.0926 | 17.0926 | 0 | 0 | 0 | 0 | 0 | 0 | 0
2014-08-20 01:00 | 1 | 1.64% | 0.28032 | 0.28032 | 17.0926 | 17.0926 | 0 | 0 | 0 | 0 | 0 | 0 | 0
2014-08-20 02:00 | 2 | 1.64% | 0.28032 | 0.28032 | 17.0926 | 17.0926 | 0 | 0 | 0 | 0 | 0 | 0 | 0
2014-08-20 03:00 | 3 | 1.64% | 0.28032 | 0.28032 | 17.0926 | 17.0926 | 0 | 0 | 0 | 0 | 0 | 0 | 0
2014-08-20 04:00 | 4 | 1.64% | 0.28032 | 0.28032 | 17.0926 | 17.0926 | 0 | 0 | 0 | 0 | 0 | 0 | 0
2014-08-20 05:00 | 5 | 1.64% | 0.28032 | 0.28032 | 17.0926 | 17.0926 | 0.00098039 | 0.0023529 | 0.0023529 | 0.0023529 | 0.0023529 | 0 | 0
2014-08-20 06:00 | 6 | 3.28% | 0.56064 | 0.56064 | 17.0926 | 17.0926 | 0.027941 | 0.067059 | 0.067059 | 0.067059 | 0.067059 | 0 | 0
2014-08-20 07:00 | 7 | 4.92% | 0.84096 | 0.84096 | 17.0926 | 17.0926 | 0.12353 | 0.29647 | 0.29647 | 0.29647 | 0.29647 | 0 | 0
2014-08-20 08:00 | 8 | 6.56% | 1.1213 | 1.1213 | 17.0926 | 17.0926 | 0.19804 | 0.47529 | 0.47529 | 0.47529 | 0.47529 | 0 | 0
2014-08-20 09:00 | 9 | 6.56% | 1.1213 | 1.1213 | 17.0926 | 17.0926 | 0.3152 | 0.75647 | 0.75647 | 0.75647 | 0.75647 | 0 | 0
2014-08-20 10:00 | 10 | 4.92% | 0.84096 | 0.84096 | 17.0926 | 17.0926 | 0.39314 | 0.94353 | 0.94353 | 0.84096 | 0.84096 | 0.10257 | 0.10257
2014-08-20 11:00 | 11 | 3.28% | 0.56064 | 0.56064 | 17.0926 | 17.0926 | 0.50294 | 1.2071 | 1.2071 | 0.56064 | 0.56064 | 0.64642 | 0.64642
2014-08-20 12:00 | 12 | 3.28% | 0.56064 | 0.56064 | 17.0926 | 17.0926 | 0.42696 | 1.0247 | 1.0247 | 0.56064 | 0.56064 | 0.46407 | 0.46407
2014-08-20 13:00 | 13 | 3.28% | 0.56064 | 0.56064 | 17.0926 | 17.0926 | 0.49118 | 1.1788 | 1.1788 | 0.56064 | 0.56064 | 0.61819 | 0.61819
2014-08-20 14:00 | 14 | 3.28% | 0.56064 | 0.56064 | 17.0926 | 17.0926 | 0.50294 | 1.2071 | 1.2071 | 0.56064 | 0.56064 | 0.64642 | 0.64642
2014-08-20 15:00 | 15 | 3.28% | 0.56064 | 0.56064 | 17.0926 | 17.0926 | 0.22157 | 0.53176 | 0.53176 | 0.53176 | 0.53176 | 0 | 0
2014-08-20 16:00 | 16 | 3.28% | 0.56064 | 0.56064 | 17.0926 | 17.0926 | 0.17304 | 0.41529 | 0.41529 | 0.41529 | 0.41529 | 0 | 0
2014-08-20 17:00 | 17 | 4.92% | 0.84096 | 0.84096 | 17.0926 | 17.0926 | 0.12696 | 0.30471 | 0.30471 | 0.30471 | 0.30471 | 0 | 0
2014-08-20 18:00 | 18 | 6.56% | 1.1213 | 1.1213 | 17.0926 | 17.0926 | 0.05098 | 0.12235 | 0.12235 | 0.12235 | 0.12235 | 0 | 0
2014-08-20 19:00 | 19 | 9.84% | 1.6819 | 1.6819 | 17.0926 | 17.0926 | 0.023529 | 0.056471 | 0.056471 | 0.056471 | 0.056471 | 0 | 0
2014-08-20 20:00 | 20 | 8.2% | 1.4016 | 1.4016 | 17.0926 | 17.0926 | 0.0078431 | 0.018824 | 0.018824 | 0.018824 | 0.018824 | 0 | 0
2014-08-20 21:00 | 21 | 6.56% | 1.1213 | 1.1213 | 17.0926 | 17.0926 | 0.0004902 | 0.0011765 | 0.0011765 | 0.0011765 | 0.0011765 | 0 | 0
2014-08-20 22:00 | 22 | 4.92% | 0.84096 | 0.84096 | 17.0926 | 17.0926 | 0 | 0 | 0 | 0 | 0 | 0 | 0
2014-08-20 23:00 | 23 | 3.28% | 0.56064 | 0.56064 | 17.0926 | 17.0926 | 0 | 0 | 0 | 0 | 0 | 0 | 0
2014-08-21 | 24 | 1.64% | 0.28032 | 0.28032 | 17.0926 | 17.0926 | 0 | 0 | 0 | 0 | 0 | 0 | 0
2014-08-21 01:00 | 1 | 1.64% | 0.28032 | 0.28032 | 17.0926 | 17.0926 | 0 | 0 | 0 | 0 | 0 | 0 | 0
2014-08-21 02:00 | 2 | 1.64% | 0.28032 | 0.28032 | 17.0926 | 17.0926 | 0 | 0 | 0 | 0 | 0 | 0 | 0
2014-08-21 03:00 | 3 | 1.64% | 0.28032 | 0.28032 | 17.0926 | 17.0926 | 0 | 0 | 0 | 0 | 0 | 0 | 0
2014-08-21 04:00 | 4 | 1.64% | 0.28032 | 0.28032 | 17.0926 | 17.0926 | 0 | 0 | 0 | 0 | 0 | 0 | 0
2014-08-21 05:00 | 5 | 1.64% | 0.28032 | 0.28032 | 17.0926 | 17.0926 | 0 | 0 | 0 | 0 | 0 | 0 | 0
2014-08-21 06:00 | 6 | 3.28% | 0.56064 | 0.56064 | 17.0926 | 17.0926 | 0.016176 | 0.038824 | 0.038824 | 0.038824 | 0.038824 | 0 | 0
2014-08-21 07:00 | 7 | 4.92% | 0.84096 | 0.84096 | 17.0926 | 17.0926 | 0.076961 | 0.18471 | 0.18471 | 0.18471 | 0.18471 | 0 | 0
2014-08-21 08:00 | 8 | 6.56% | 1.1213 | 1.1213 | 17.0926 | 17.0926 | 0.20196 | 0.48471 | 0.48471 | 0.48471 | 0.48471 | 0 | 0
2014-08-21 09:00 | 9 | 6.56% | 1.1213 | 1.1213 | 17.0926 | 17.0926 | 0.28039 | 0.67294 | 0.67294 | 0.67294 | 0.67294 | 0 | 0
2014-08-21 10:00 | 10 | 4.92% | 0.84096 | 0.84096 | 17.0926 | 17.0926 | 0.36912 | 0.88588 | 0.88588 | 0.84096 | 0.84096 | 0.044927 | 0.044927
2014-08-21 11:00 | 11 | 3.28% | 0.56064 | 0.56064 | 17.0926 | 17.0926 | 0.30343 | 0.72824 | 0.72824 | 0.56064 | 0.56064 | 0.1676 | 0.1676
2014-08-21 12:00 | 12 | 3.28% | 0.56064 | 0.56064 | 17.0926 | 17.0926 | 0.33284 | 0.79882 | 0.79882 | 0.56064 | 0.56064 | 0.23819 | 0.23819
2014-08-21 13:00 | 13 | 3.28% | 0.56064 | 0.56064 | 17.0926 | 17.0926 | 0.40539 | 0.97294 | 0.97294 | 0.56064 | 0.56064 | 0.4123 | 0.4123
2014-08-21 14:00 | 14 | 3.28% | 0.56064 | 0.56064 | 17.0926 | 17.0926 | 0.31324 | 0.75176 | 0.75176 | 0.56064 | 0.56064 | 0.19113 | 0.19113
2014-08-21 15:00 | 15 | 3.28% | 0.56064 | 0.56064 | 17.0926 | 17.0926 | 0.28235 | 0.67765 | 0.67765 | 0.56064 | 0.56064 | 0.11701 | 0.11701
2014-08-21 16:00 | 16 | 3.28% | 0.56064 | 0.56064 | 17.0926 | 17.0926 | 0.15784 | 0.37882 | 0.37882 | 0.37882 | 0.37882 | 0 | 0
2014-08-21 17:00 | 17 | 4.92% | 0.84096 | 0.84096 | 17.0926 | 17.0926 | 0.087745 | 0.21059 | 0.21059 | 0.21059 | 0.21059 | 0 | 0
2014-08-21 18:00 | 18 | 6.56% | 1.1213 | 1.1213 | 17.0926 | 17.0926 | 0.054902 | 0.13176 | 0.13176 | 0.13176 | 0.13176 | 0 | 0
2014-08-21 19:00 | 19 | 9.84% | 1.6819 | 1.6819 | 17.0926 | 17.0926 | 0.023039 | 0.055294 | 0.055294 | 0.055294 | 0.055294 | 0 | 0
2014-08-21 20:00 | 20 | 8.2% | 1.4016 | 1.4016 | 17.0926 | 17.0926 | 0.0044118 | 0.010588 | 0.010588 | 0.010588 | 0.010588 | 0 | 0
2014-08-21 21:00 | 21 | 6.56% | 1.1213 | 1.1213 | 17.0926 | 17.0926 | 0 | 0 | 0 | 0 | 0 | 0 | 0
2014-08-21 22:00 | 22 | 4.92% | 0.84096 | 0.84096 | 17.0926 | 17.0926 | 0 | 0 | 0 | 0 | 0 | 0 | 0
2014-08-21 23:00 | 23 | 3.28% | 0.56064 | 0.56064 | 17.0926 | 17.0926 | 0 | 0 | 0 | 0 | 0 | 0 | 0
2014-08-22 | 24 | 1.64% | 0.28032 | 0.28032 | 17.0926 | 17.0926 | 0 | 0 | 0 | 0 | 0 | 0 | 0
2014-08-22 01:00 | 1 | 1.64% | 0.28032 | 0.28032 | 17.0926 | 17.0926 | 0 | 0 | 0 | 0 | 0 | 0 | 0
2014-08-22 02:00 | 2 | 1.64% | 0.28032 | 0.28032 | 17.0926 | 17.0926 | 0 | 0 | 0 | 0 | 0 | 0 | 0
2014-08-22 03:00 | 3 | 1.64% | 0.28032 | 0.28032 | 17.0926 | 17.0926 | 0 | 0 | 0 | 0 | 0 | 0 | 0
2014-08-22 04:00 | 4 | 1.64% | 0.28032 | 0.28032 | 17.0926 | 17.0926 | 0 | 0 | 0 | 0 | 0 | 0 | 0
2014-08-22 05:00 | 5 | 1.64% | 0.28032 | 0.28032 | 17.0926 | 17.0926 | 0 | 0 | 0 | 0 | 0 | 0 | 0
2014-08-22 06:00 | 6 | 3.28% | 0.56064 | 0.56064 | 17.0926 | 17.0926 | 0.012745 | 0.030588 | 0.030588 | 0.030588 | 0.030588 | 0 | 0
2014-08-22 07:00 | 7 | 4.92% | 0.84096 | 0.84096 | 17.0926 | 17.0926 | 0.079412 | 0.19059 | 0.19059 | 0.19059 | 0.19059 | 0 | 0
2014-08-22 08:00 | 8 | 6.56% | 1.1213 | 1.1213 | 17.0926 | 17.0926 | 0.16716 | 0.40118 | 0.40118 | 0.40118 | 0.40118 | 0 | 0
2014-08-22 09:00 | 9 | 6.56% | 1.1213 | 1.1213 | 17.0926 | 17.0926 | 0.26471 | 0.63529 | 0.63529 | 0.63529 | 0.63529 | 0 | 0
2014-08-22 10:00 | 10 | 4.92% | 0.84096 | 0.84096 | 17.0926 | 17.0926 | 0.30098 | 0.72235 | 0.72235 | 0.72235 | 0.72235 | 0 | 0
2014-08-22 11:00 | 11 | 3.28% | 0.56064 | 0.56064 | 17.0926 | 17.0926 | 0.33775 | 0.81059 | 0.81059 | 0.56064 | 0.56064 | 0.24995 | 0.24995
2014-08-22 12:00 | 12 | 3.28% | 0.56064 | 0.56064 | 17.0926 | 17.0926 | 0.34706 | 0.83294 | 0.83294 | 0.56064 | 0.56064 | 0.2723 | 0.2723
2014-08-22 13:00 | 13 | 3.28% | 0.56064 | 0.56064 | 17.0926 | 17.0926 | 0.34853 | 0.83647 | 0.83647 | 0.56064 | 0.56064 | 0.27583 | 0.27583
2014-08-22 14:00 | 14 | 3.28% | 0.56064 | 0.56064 | 17.0926 | 17.0926 | 0.26373 | 0.63294 | 0.63294 | 0.56064 | 0.56064 | 0.072304 | 0.072304
2014-08-22 15:00 | 15 | 3.28% | 0.56064 | 0.56064 | 17.0926 | 17.0926 | 0.24755 | 0.59412 | 0.59412 | 0.56064 | 0.56064 | 0.033481 | 0.033481
2014-08-22 16:00 | 16 | 3.28% | 0.56064 | 0.56064 | 17.0926 | 17.0926 | 0.16275 | 0.39059 | 0.39059 | 0.39059 | 0.39059 | 0 | 0
2014-08-22 17:00 | 17 | 4.92% | 0.84096 | 0.84096 | 17.0926 | 17.0926 | 0.094608 | 0.22706 | 0.22706 | 0.22706 | 0.22706 | 0 | 0
2014-08-22 18:00 | 18 | 6.56% | 1.1213 | 1.1213 | 17.0926 | 17.0926 | 0.04902 | 0.11765 | 0.11765 | 0.11765 | 0.11765 | 0 | 0
2014-08-22 19:00 | 19 | 9.84% | 1.6819 | 1.6819 | 17.0926 | 17.0926 | 0.021078 | 0.050588 | 0.050588 | 0.050588 | 0.050588 | 0 | 0
2014-08-22 20:00 | 20 | 8.2% | 1.4016 | 1.4016 | 17.0926 | 17.0926 | 0.0039216 | 0.0094118 | 0.0094118 | 0.0094118 | 0.0094118 | 0 | 0
2014-08-22 21:00 | 21 | 6.56% | 1.1213 | 1.1213 | 17.0926 | 17.0926 | 0 | 0 | 0 | 0 | 0 | 0 | 0
2014-08-22 22:00 | 22 | 4.92% | 0.84096 | 0.84096 | 17.0926 | 17.0926 | 0 | 0 | 0 | 0 | 0 | 0 | 0
2014-08-22 23:00 | 23 | 3.28% | 0.56064 | 0.56064 | 17.0926 | 17.0926 | 0 | 0 | 0 | 0 | 0 | 0 | 0
2014-08-23 | 24 | 1.64% | 0.28032 | 0.28032 | 17.0926 | 17.0926 | 0 | 0 | 0 | 0 | 0 | 0 | 0
2014-08-23 01:00 | 1 | 1.64% | 0.28032 | 0.28032 | 17.0926 | 17.0926 | 0 | 0 | 0 | 0 | 0 | 0 | 0
2014-08-23 02:00 | 2 | 1.64% | 0.28032 | 0.28032 | 17.0926 | 17.0926 | 0 | 0 | 0 | 0 | 0 | 0 | 0
2014-08-23 03:00 | 3 | 1.64% | 0.28032 | 0.28032 | 17.0926 | 17.0926 | 0 | 0 | 0 | 0 | 0 | 0 | 0
2014-08-23 04:00 | 4 | 1.64% | 0.28032 | 0.28032 | 17.0926 | 17.0926 | 0 | 0 | 0 | 0 | 0 | 0 | 0
2014-08-23 05:00 | 5 | 1.64% | 0.28032 | 0.28032 | 17.0926 | 17.0926 | 0.0004902 | 0.0011765 | 0.0011765 | 0.0011765 | 0.0011765 | 0 | 0
2014-08-23 06:00 | 6 | 3.28% | 0.56064 | 0.56064 | 17.0926 | 17.0926 | 0.022059 | 0.052941 | 0.052941 | 0.052941 | 0.052941 | 0 | 0
2014-08-23 07:00 | 7 | 4.92% | 0.84096 | 0.84096 | 17.0926 | 17.0926 | 0.078431 | 0.18824 | 0.18824 | 0.18824 | 0.18824 | 0 | 0
2014-08-23 08:00 | 8 | 6.56% | 1.1213 | 1.1213 | 17.0926 | 17.0926 | 0.21716 | 0.52118 | 0.52118 | 0.52118 | 0.52118 | 0 | 0
2014-08-23 09:00 | 9 | 6.56% | 1.1213 | 1.1213 | 17.0926 | 17.0926 | 0.2098 | 0.50353 | 0.50353 | 0.50353 | 0.50353 | 0 | 0
2014-08-23 10:00 | 10 | 4.92% | 0.84096 | 0.84096 | 17.0926 | 17.0926 | 0.34951 | 0.83882 | 0.83882 | 0.83882 | 0.83882 | 0 | 0
2014-08-23 11:00 | 11 | 3.28% | 0.56064 | 0.56064 | 17.0926 | 17.0926 | 0.3201 | 0.76824 | 0.76824 | 0.56064 | 0.56064 | 0.2076 | 0.2076
2014-08-23 12:00 | 12 | 3.28% | 0.56064 | 0.56064 | 17.0926 | 17.0926 | 0.29902 | 0.71765 | 0.71765 | 0.56064 | 0.56064 | 0.15701 | 0.15701
2014-08-23 13:00 | 13 | 3.28% | 0.56064 | 0.56064 | 17.0926 | 17.0926 | 0.41569 | 0.99765 | 0.99765 | 0.56064 | 0.56064 | 0.43701 | 0.43701
2014-08-23 14:00 | 14 | 3.28% | 0.56064 | 0.56064 | 17.0926 | 17.0926 | 0.41471 | 0.99529 | 0.99529 | 0.56064 | 0.56064 | 0.43466 | 0.43466
2014-08-23 15:00 | 15 | 3.28% | 0.56064 | 0.56064 | 17.0926 | 17.0926 | 0.31176 | 0.74824 | 0.74824 | 0.56064 | 0.56064 | 0.1876 | 0.1876
2014-08-23 16:00 | 16 | 3.28% | 0.56064 | 0.56064 | 17.0926 | 17.0926 | 0.25245 | 0.60588 | 0.60588 | 0.56064 | 0.56064 | 0.045246 | 0.045246
2014-08-23 17:00 | 17 | 4.92% | 0.84096 | 0.84096 | 17.0926 | 17.0926 | 0.11814 | 0.28353 | 0.28353 | 0.28353 | 0.28353 | 0 | 0
2014-08-23 18:00 | 18 | 6.56% | 1.1213 | 1.1213 | 17.0926 | 17.0926 | 0.051471 | 0.12353 | 0.12353 | 0.12353 | 0.12353 | 0 | 0
2014-08-23 19:00 | 19 | 9.84% | 1.6819 | 1.6819 | 17.0926 | 17.0926 | 0.02451 | 0.058824 | 0.058824 | 0.058824 | 0.058824 | 0 | 0
2014-08-23 20:00 | 20 | 8.2% | 1.4016 | 1.4016 | 17.0926 | 17.0926 | 0.0019608 | 0.0047059 | 0.0047059 | 0.0047059 | 0.0047059 | 0 | 0
2014-08-23 21:00 | 21 | 6.56% | 1.1213 | 1.1213 | 17.0926 | 17.0926 | 0 | 0 | 0 | 0 | 0 | 0 | 0
2014-08-23 22:00 | 22 | 4.92% | 0.84096 | 0.84096 | 17.0926 | 17.0926 | 0 | 0 | 0 | 0 | 0 | 0 | 0
2014-08-23 23:00 | 23 | 3.28% | 0.56064 | 0.56064 | 17.0926 | 17.0926 | 0 | 0 | 0 | 0 | 0 | 0 | 0
2014-08-24 | 24 | 1.64% | 0.28032 | 0.28032 | 17.0926 | 17.0926 | 0 | 0 | 0 | 0 | 0 | 0 | 0
2014-08-24 01:00 | 1 | 1.64% | 0.28032 | 0.28032 | 17.0926 | 17.0926 | 0 | 0 | 0 | 0 | 0 | 0 | 0
2014-08-24 02:00 | 2 | 1.64% | 0.28032 | 0.28032 | 17.0926 | 17.0926 | 0 | 0 | 0 | 0 | 0 | 0 | 0
2014-08-24 03:00 | 3 | 1.64% | 0.28032 | 0.28032 | 17.0926 | 17.0926 | 0 | 0 | 0 | 0 | 0 | 0 | 0
2014-08-24 04:00 | 4 | 1.64% | 0.28032 | 0.28032 | 17.0926 | 17.0926 | 0 | 0 | 0 | 0 | 0 | 0 | 0
2014-08-24 05:00 | 5 | 1.64% | 0.28032 | 0.28032 | 17.0926 | 17.0926 | 0 | 0 | 0 | 0 | 0 | 0 | 0
2014-08-24 06:00 | 6 | 3.28% | 0.56064 | 0.56064 | 17.0926 | 17.0926 | 0.019608 | 0.047059 | 0.047059 | 0.047059 | 0.047059 | 0 | 0
2014-08-24 07:00 | 7 | 4.92% | 0.84096 | 0.84096 | 17.0926 | 17.0926 | 0.11127 | 0.26706 | 0.26706 | 0.26706 | 0.26706 | 0 | 0
2014-08-24 08:00 | 8 | 6.56% | 1.1213 | 1.1213 | 17.0926 | 17.0926 | 0.21373 | 0.51294 | 0.51294 | 0.51294 | 0.51294 | 0 | 0
2014-08-24 09:00 | 9 | 6.56% | 1.1213 | 1.1213 | 17.0926 | 17.0926 | 0.2848 | 0.68353 | 0.68353 | 0.68353 | 0.68353 | 0 | 0
2014-08-24 10:00 | 10 | 4.92% | 0.84096 | 0.84096 | 17.0926 | 17.0926 | 0.39902 | 0.95765 | 0.95765 | 0.84096 | 0.84096 | 0.11669 | 0.11669
2014-08-24 11:00 | 11 | 3.28% | 0.56064 | 0.56064 | 17.0926 | 17.0926 | 0.41324 | 0.99176 | 0.99176 | 0.56064 | 0.56064 | 0.43113 | 0.43113
2014-08-24 12:00 | 12 | 3.28% | 0.56064 | 0.56064 | 17.0926 | 17.0926 | 0.34118 | 0.81882 | 0.81882 | 0.56064 | 0.56064 | 0.25819 | 0.25819
2014-08-24 13:00 | 13 | 3.28% | 0.56064 | 0.56064 | 17.0926 | 17.0926 | 0.31373 | 0.75294 | 0.75294 | 0.56064 | 0.56064 | 0.1923 | 0.1923
2014-08-24 14:00 | 14 | 3.28% | 0.56064 | 0.56064 | 17.0926 | 17.0926 | 0.37304 | 0.89529 | 0.89529 | 0.56064 | 0.56064 | 0.33466 | 0.33466
2014-08-24 15:00 | 15 | 3.28% | 0.56064 | 0.56064 | 17.0926 | 17.0926 | 0.24559 | 0.58941 | 0.58941 | 0.56064 | 0.56064 | 0.028775 | 0.028775
2014-08-24 16:00 | 16 | 3.28% | 0.56064 | 0.56064 | 17.0926 | 17.0926 | 0.15343 | 0.36824 | 0.36824 | 0.36824 | 0.36824 | 0 | 0
2014-08-24 17:00 | 17 | 4.92% | 0.84096 | 0.84096 | 17.0926 | 17.0926 | 0.083824 | 0.20118 | 0.20118 | 0.20118 | 0.20118 | 0 | 0
2014-08-24 18:00 | 18 | 6.56% | 1.1213 | 1.1213 | 17.0926 | 17.0926 | 0.055392 | 0.13294 | 0.13294 | 0.13294 | 0.13294 | 0 | 0
2014-08-24 19:00 | 19 | 9.84% | 1.6819 | 1.6819 | 17.0926 | 17.0926 | 0.019118 | 0.045882 | 0.045882 | 0.045882 | 0.045882 | 0 | 0
2014-08-24 20:00 | 20 | 8.2% | 1.4016 | 1.4016 | 17.0926 | 17.0926 | 0.0039216 | 0.0094118 | 0.0094118 | 0.0094118 | 0.0094118 | 0 | 0
2014-08-24 21:00 | 21 | 6.56% | 1.1213 | 1.1213 | 17.0926 | 17.0926 | 0.0004902 | 0.0011765 | 0.0011765 | 0.0011765 | 0.0011765 | 0 | 0
2014-08-24 22:00 | 22 | 4.92% | 0.84096 | 0.84096 | 17.0926 | 17.0926 | 0 | 0 | 0 | 0 | 0 | 0 | 0
2014-08-24 23:00 | 23 | 3.28% | 0.56064 | 0.56064 | 17.0926 | 17.0926 | 0 | 0 | 0 | 0 | 0 | 0 | 0
2014-08-25 | 24 | 1.64% | 0.28032 | 0.28032 | 17.0926 | 17.0926 | 0 | 0 | 0 | 0 | 0 | 0 | 0
2014-08-25 01:00 | 1 | 1.64% | 0.28032 | 0.28032 | 17.0926 | 17.0926 | 0 | 0 | 0 | 0 | 0 | 0 | 0
2014-08-25 02:00 | 2 | 1.64% | 0.28032 | 0.28032 | 17.0926 | 17.0926 | 0 | 0 | 0 | 0 | 0 | 0 | 0
2014-08-25 03:00 | 3 | 1.64% | 0.28032 | 0.28032 | 17.0926 | 17.0926 | 0 | 0 | 0 | 0 | 0 | 0 | 0
2014-08-25 04:00 | 4 | 1.64% | 0.28032 | 0.28032 | 17.0926 | 17.0926 | 0 | 0 | 0 | 0 | 0 | 0 | 0
2014-08-25 05:00 | 5 | 1.64% | 0.28032 | 0.28032 | 17.0926 | 17.0926 | 0 | 0 | 0 | 0 | 0 | 0 | 0
2014-08-25 06:00 | 6 | 3.28% | 0.56064 | 0.56064 | 17.0926 | 17.0926 | 0.0078431 | 0.018824 | 0.018824 | 0.018824 | 0.018824 | 0 | 0
2014-08-25 07:00 | 7 | 4.92% | 0.84096 | 0.84096 | 17.0926 | 17.0926 | 0.05 | 0.12 | 0.12 | 0.12 | 0.12 | 0 | 0
2014-08-25 08:00 | 8 | 6.56% | 1.1213 | 1.1213 | 17.0926 | 17.0926 | 0.088725 | 0.21294 | 0.21294 | 0.21294 | 0.21294 | 0 | 0
2014-08-25 09:00 | 9 | 6.56% | 1.1213 | 1.1213 | 17.0926 | 17.0926 | 0.18971 | 0.45529 | 0.45529 | 0.45529 | 0.45529 | 0 | 0
2014-08-25 10:00 | 10 | 4.92% | 0.84096 | 0.84096 | 17.0926 | 17.0926 | 0.30049 | 0.72118 | 0.72118 | 0.72118 | 0.72118 | 0 | 0
2014-08-25 11:00 | 11 | 3.28% | 0.56064 | 0.56064 | 17.0926 | 17.0926 | 0.35343 | 0.84824 | 0.84824 | 0.56064 | 0.56064 | 0.2876 | 0.2876
2014-08-25 12:00 | 12 | 3.28% | 0.56064 | 0.56064 | 17.0926 | 17.0926 | 0.36324 | 0.87176 | 0.87176 | 0.56064 | 0.56064 | 0.31113 | 0.31113
2014-08-25 13:00 | 13 | 3.28% | 0.56064 | 0.56064 | 17.0926 | 17.0926 | 0.47549 | 1.1412 | 1.1412 | 0.56064 | 0.56064 | 0.58054 | 0.58054
2014-08-25 14:00 | 14 | 3.28% | 0.56064 | 0.56064 | 17.0926 | 17.0926 | 0.48382 | 1.1612 | 1.1612 | 0.56064 | 0.56064 | 0.60054 | 0.60054
2014-08-25 15:00 | 15 | 3.28% | 0.56064 | 0.56064 | 17.0926 | 17.0926 | 0.42598 | 1.0224 | 1.0224 | 0.56064 | 0.56064 | 0.46172 | 0.46172
2014-08-25 16:00 | 16 | 3.28% | 0.56064 | 0.56064 | 17.0926 | 17.0926 | 0.28627 | 0.68706 | 0.68706 | 0.56064 | 0.56064 | 0.12642 | 0.12642
2014-08-25 17:00 | 17 | 4.92% | 0.84096 | 0.84096 | 17.0926 | 17.0926 | 0.15392 | 0.36941 | 0.36941 | 0.36941 | 0.36941 | 0 | 0
2014-08-25 18:00 | 18 | 6.56% | 1.1213 | 1.1213 | 17.0926 | 17.0926 | 0.063235 | 0.15176 | 0.15176 | 0.15176 | 0.15176 | 0 | 0
2014-08-25 19:00 | 19 | 9.84% | 1.6819 | 1.6819 | 17.0926 | 17.0926 | 0.022059 | 0.052941 | 0.052941 | 0.052941 | 0.052941 | 0 | 0
2014-08-25 20:00 | 20 | 8.2% | 1.4016 | 1.4016 | 17.0926 | 17.0926 | 0.0034314 | 0.0082353 | 0.0082353 | 0.0082353 | 0.0082353 | 0 | 0
2014-08-25 21:00 | 21 | 6.56% | 1.1213 | 1.1213 | 17.0926 | 17.0926 | 0 | 0 | 0 | 0 | 0 | 0 | 0
2014-08-25 22:00 | 22 | 4.92% | 0.84096 | 0.84096 | 17.0926 | 17.0926 | 0 | 0 | 0 | 0 | 0 | 0 | 0
2014-08-25 23:00 | 23 | 3.28% | 0.56064 | 0.56064 | 17.0926 | 17.0926 | 0 | 0 | 0 | 0 | 0 | 0 | 0
2014-08-26 | 24 | 1.64% | 0.28032 | 0.28032 | 17.0926 | 17.0926 | 0 | 0 | 0 | 0 | 0 | 0 | 0
2014-08-26 01:00 | 1 | 1.64% | 0.28032 | 0.28032 | 17.0926 | 17.0926 | 0 | 0 | 0 | 0 | 0 | 0 | 0
2014-08-26 02:00 | 2 | 1.64% | 0.28032 | 0.28032 | 17.0926 | 17.0926 | 0 | 0 | 0 | 0 | 0 | 0 | 0
2014-08-26 03:00 | 3 | 1.64% | 0.28032 | 0.28032 | 17.0926 | 17.0926 | 0 | 0 | 0 | 0 | 0 | 0 | 0
2014-08-26 04:00 | 4 | 1.64% | 0.28032 | 0.28032 | 17.0926 | 17.0926 | 0 | 0 | 0 | 0 | 0 | 0 | 0
2014-08-26 05:00 | 5 | 1.64% | 0.28032 | 0.28032 | 17.0926 | 17.0926 | 0 | 0 | 0 | 0 | 0 | 0 | 0
2014-08-26 06:00 | 6 | 3.28% | 0.56064 | 0.56064 | 17.0926 | 17.0926 | 0.013725 | 0.032941 | 0.032941 | 0.032941 | 0.032941 | 0 | 0
2014-08-26 07:00 | 7 | 4.92% | 0.84096 | 0.84096 | 17.0926 | 17.0926 | 0.069118 | 0.16588 | 0.16588 | 0.16588 | 0.16588 | 0 | 0
2014-08-26 08:00 | 8 | 6.56% | 1.1213 | 1.1213 | 17.0926 | 17.0926 | 0.26127 | 0.62706 | 0.62706 | 0.62706 | 0.62706 | 0 | 0
2014-08-26 09:00 | 9 | 6.56% | 1.1213 | 1.1213 | 17.0926 | 17.0926 | 0.45539 | 1.0929 | 1.0929 | 1.0929 | 1.0929 | 0 | 0
2014-08-26 10:00 | 10 | 4.92% | 0.84096 | 0.84096 | 17.0926 | 17.0926 | 0.55686 | 1.3365 | 1.3365 | 0.84096 | 0.84096 | 0.49552 | 0.49552
2014-08-26 11:00 | 11 | 3.28% | 0.56064 | 0.56064 | 17.0926 | 17.0926 | 0.55882 | 1.3412 | 1.3412 | 0.56064 | 0.56064 | 0.78054 | 0.78054
2014-08-26 12:00 | 12 | 3.28% | 0.56064 | 0.56064 | 17.0926 | 17.0926 | 0.53627 | 1.2871 | 1.2871 | 0.56064 | 0.56064 | 0.72642 | 0.72642
2014-08-26 13:00 | 13 | 3.28% | 0.56064 | 0.56064 | 17.0926 | 17.0926 | 0.57745 | 1.3859 | 1.3859 | 0.56064 | 0.56064 | 0.82525 | 0.82525
2014-08-26 14:00 | 14 | 3.28% | 0.56064 | 0.56064 | 17.0926 | 17.0926 | 0.52892 | 1.2694 | 1.2694 | 0.56064 | 0.56064 | 0.70877 | 0.70877
2014-08-26 15:00 | 15 | 3.28% | 0.56064 | 0.56064 | 17.0926 | 17.0926 | 0.31029 | 0.74471 | 0.74471 | 0.56064 | 0.56064 | 0.18407 | 0.18407
2014-08-26 16:00 | 16 | 3.28% | 0.56064 | 0.56064 | 17.0926 | 17.0926 | 0.275 | 0.66 | 0.66 | 0.56064 | 0.56064 | 0.099363 | 0.099363
2014-08-26 17:00 | 17 | 4.92% | 0.84096 | 0.84096 | 17.0926 | 17.0926 | 0.092157 | 0.22118 | 0.22118 | 0.22118 | 0.22118 | 0 | 0
2014-08-26 18:00 | 18 | 6.56% | 1.1213 | 1.1213 | 17.0926 | 17.0926 | 0.035784 | 0.085882 | 0.085882 | 0.085882 | 0.085882 | 0 | 0
2014-08-26 19:00 | 19 | 9.84% | 1.6819 | 1.6819 | 17.0926 | 17.0926 | 0.012745 | 0.030588 | 0.030588 | 0.030588 | 0.030588 | 0 | 0
2014-08-26 20:00 | 20 | 8.2% | 1.4016 | 1.4016 | 17.0926 | 17.0926 | 0.0019608 | 0.0047059 | 0.0047059 | 0.0047059 | 0.0047059 | 0 | 0
2014-08-26 21:00 | 21 | 6.56% | 1.1213 | 1.1213 | 17.0926 | 17.0926 | 0 | 0 | 0 | 0 | 0 | 0 | 0
2014-08-26 22:00 | 22 | 4.92% | 0.84096 | 0.84096 | 17.0926 | 17.0926 | 0 | 0 | 0 | 0 | 0 | 0 | 0
2014-08-26 23:00 | 23 | 3.28% | 0.56064 | 0.56064 | 17.0926 | 17.0926 | 0 | 0 | 0 | 0 | 0 | 0 | 0
2014-08-27 | 24 | 1.64% | 0.28032 | 0.28032 | 17.0926 | 17.0926 | 0 | 0 | 0 | 0 | 0 | 0 | 0
2014-08-27 01:00 | 1 | 1.64% | 0.28032 | 0.28032 | 17.0926 | 17.0926 | 0 | 0 | 0 | 0 | 0 | 0 | 0
2014-08-27 02:00 | 2 | 1.64% | 0.28032 | 0.28032 | 17.0926 | 17.0926 | 0 | 0 | 0 | 0 | 0 | 0 | 0
2014-08-27 03:00 | 3 | 1.64% | 0.28032 | 0.28032 | 17.0926 | 17.0926 | 0 | 0 | 0 | 0 | 0 | 0 | 0
2014-08-27 04:00 | 4 | 1.64% | 0.28032 | 0.28032 | 17.0926 | 17.0926 | 0 | 0 | 0 | 0 | 0 | 0 | 0
2014-08-27 05:00 | 5 | 1.64% | 0.28032 | 0.28032 | 17.0926 | 17.0926 | 0 | 0 | 0 | 0 | 0 | 0 | 0
2014-08-27 06:00 | 6 | 3.28% | 0.56064 | 0.56064 | 17.0926 | 17.0926 | 0.017647 | 0.042353 | 0.042353 | 0.042353 | 0.042353 | 0 | 0
2014-08-27 07:00 | 7 | 4.92% | 0.84096 | 0.84096 | 17.0926 | 17.0926 | 0.081863 | 0.19647 | 0.19647 | 0.19647 | 0.19647 | 0 | 0
2014-08-27 08:00 | 8 | 6.56% | 1.1213 | 1.1213 | 17.0926 | 17.0926 | 0.24461 | 0.58706 | 0.58706 | 0.58706 | 0.58706 | 0 | 0
2014-08-27 09:00 | 9 | 6.56% | 1.1213 | 1.1213 | 17.0926 | 17.0926 | 0.46275 | 1.1106 | 1.1106 | 1.1106 | 1.1106 | 0 | 0
2014-08-27 10:00 | 10 | 4.92% | 0.84096 | 0.84096 | 17.0926 | 17.0926 | 0.59461 | 1.4271 | 1.4271 | 0.84096 | 0.84096 | 0.5861 | 0.5861
2014-08-27 11:00 | 11 | 3.28% | 0.56064 | 0.56064 | 17.0926 | 17.0926 | 0.49902 | 1.1976 | 1.1976 | 0.56064 | 0.56064 | 0.63701 | 0.63701
2014-08-27 12:00 | 12 | 3.28% | 0.56064 | 0.56064 | 17.0926 | 17.0926 | 0.54118 | 1.2988 | 1.2988 | 0.56064 | 0.56064 | 0.73819 | 0.73819
2014-08-27 13:00 | 13 | 3.28% | 0.56064 | 0.56064 | 17.0926 | 17.0926 | 0.49265 | 1.1824 | 1.1824 | 0.56064 | 0.56064 | 0.62172 | 0.62172
2014-08-27 14:00 | 14 | 3.28% | 0.56064 | 0.56064 | 17.0926 | 17.0926 | 0.37451 | 0.89882 | 0.89882 | 0.56064 | 0.56064 | 0.33819 | 0.33819
2014-08-27 15:00 | 15 | 3.28% | 0.56064 | 0.56064 | 17.0926 | 17.0926 | 0.2902 | 0.69647 | 0.69647 | 0.56064 | 0.56064 | 0.13583 | 0.13583
2014-08-27 16:00 | 16 | 3.28% | 0.56064 | 0.56064 | 17.0926 | 17.0926 | 0.18235 | 0.43765 | 0.43765 | 0.43765 | 0.43765 | 0 | 0
2014-08-27 17:00 | 17 | 4.92% | 0.84096 | 0.84096 | 17.0926 | 17.0926 | 0.090196 | 0.21647 | 0.21647 | 0.21647 | 0.21647 | 0 | 0
2014-08-27 18:00 | 18 | 6.56% | 1.1213 | 1.1213 | 17.0926 | 17.0926 | 0.028431 | 0.068235 | 0.068235 | 0.068235 | 0.068235 | 0 | 0
2014-08-27 19:00 | 19 | 9.84% | 1.6819 | 1.6819 | 17.0926 | 17.0926 | 0.0083333 | 0.02 | 0.02 | 0.02 | 0.02 | 0 | 0
2014-08-27 20:00 | 20 | 8.2% | 1.4016 | 1.4016 | 17.0926 | 17.0926 | 0.00098039 | 0.0023529 | 0.0023529 | 0.0023529 | 0.0023529 | 0 | 0
2014-08-27 21:00 | 21 | 6.56% | 1.1213 | 1.1213 | 17.0926 | 17.0926 | 0 | 0 | 0 | 0 | 0 | 0 | 0
2014-08-27 22:00 | 22 | 4.92% | 0.84096 | 0.84096 | 17.0926 | 17.0926 | 0 | 0 | 0 | 0 | 0 | 0 | 0
2014-08-27 23:00 | 23 | 3.28% | 0.56064 | 0.56064 | 17.0926 | 17.0926 | 0 | 0 | 0 | 0 | 0 | 0 | 0
2014-08-28 | 24 | 1.64% | 0.28032 | 0.28032 | 17.0926 | 17.0926 | 0 | 0 | 0 | 0 | 0 | 0 | 0
2014-08-28 01:00 | 1 | 1.64% | 0.28032 | 0.28032 | 17.0926 | 17.0926 | 0 | 0 | 0 | 0 | 0 | 0 | 0
2014-08-28 02:00 | 2 | 1.64% | 0.28032 | 0.28032 | 17.0926 | 17.0926 | 0 | 0 | 0 | 0 | 0 | 0 | 0
2014-08-28 03:00 | 3 | 1.64% | 0.28032 | 0.28032 | 17.0926 | 17.0926 | 0 | 0 | 0 | 0 | 0 | 0 | 0
2014-08-28 04:00 | 4 | 1.64% | 0.28032 | 0.28032 | 17.0926 | 17.0926 | 0 | 0 | 0 | 0 | 0 | 0 | 0
2014-08-28 05:00 | 5 | 1.64% | 0.28032 | 0.28032 | 17.0926 | 17.0926 | 0 | 0 | 0 | 0 | 0 | 0 | 0
2014-08-28 06:00 | 6 | 3.28% | 0.56064 | 0.56064 | 17.0926 | 17.0926 | 0.013235 | 0.031765 | 0.031765 | 0.031765 | 0.031765 | 0 | 0
2014-08-28 07:00 | 7 | 4.92% | 0.84096 | 0.84096 | 17.0926 | 17.0926 | 0.11471 | 0.27529 | 0.27529 | 0.27529 | 0.27529 | 0 | 0
2014-08-28 08:00 | 8 | 6.56% | 1.1213 | 1.1213 | 17.0926 | 17.0926 | 0.29314 | 0.70353 | 0.70353 | 0.70353 | 0.70353 | 0 | 0
2014-08-28 09:00 | 9 | 6.56% | 1.1213 | 1.1213 | 17.0926 | 17.0926 | 0.43529 | 1.0447 | 1.0447 | 1.0447 | 1.0447 | 0 | 0
2014-08-28 10:00 | 10 | 4.92% | 0.84096 | 0.84096 | 17.0926 | 17.0926 | 0.46618 | 1.1188 | 1.1188 | 0.84096 | 0.84096 | 0.27787 | 0.27787
2014-08-28 11:00 | 11 | 3.28% | 0.56064 | 0.56064 | 17.0926 | 17.0926 | 0.34167 | 0.82 | 0.82 | 0.56064 | 0.56064 | 0.25936 | 0.25936
2014-08-28 12:00 | 12 | 3.28% | 0.56064 | 0.56064 | 17.0926 | 17.0926 | 0.35343 | 0.84824 | 0.84824 | 0.56064 | 0.56064 | 0.2876 | 0.2876
2014-08-28 13:00 | 13 | 3.28% | 0.56064 | 0.56064 | 17.0926 | 17.0926 | 0.34461 | 0.82706 | 0.82706 | 0.56064 | 0.56064 | 0.26642 | 0.26642
2014-08-28 14:00 | 14 | 3.28% | 0.56064 | 0.56064 | 17.0926 | 17.0926 | 0.31667 | 0.76 | 0.76 | 0.56064 | 0.56064 | 0.19936 | 0.19936
2014-08-28 15:00 | 15 | 3.28% | 0.56064 | 0.56064 | 17.0926 | 17.0926 | 0.26275 | 0.63059 | 0.63059 | 0.56064 | 0.56064 | 0.069951 | 0.069951
2014-08-28 16:00 | 16 | 3.28% | 0.56064 | 0.56064 | 17.0926 | 17.0926 | 0.17941 | 0.43059 | 0.43059 | 0.43059 | 0.43059 | 0 | 0
2014-08-28 17:00 | 17 | 4.92% | 0.84096 | 0.84096 | 17.0926 | 17.0926 | 0.12304 | 0.29529 | 0.29529 | 0.29529 | 0.29529 | 0 | 0
2014-08-28 18:00 | 18 | 6.56% | 1.1213 | 1.1213 | 17.0926 | 17.0926 | 0.039216 | 0.094118 | 0.094118 | 0.094118 | 0.094118 | 0 | 0
2014-08-28 19:00 | 19 | 9.84% | 1.6819 | 1.6819 | 17.0926 | 17.0926 | 0.014706 | 0.035294 | 0.035294 | 0.035294 | 0.035294 | 0 | 0
2014-08-28 20:00 | 20 | 8.2% | 1.4016 | 1.4016 | 17.0926 | 17.0926 | 0.0014706 | 0.0035294 | 0.0035294 | 0.0035294 | 0.0035294 | 0 | 0
2014-08-28 21:00 | 21 | 6.56% | 1.1213 | 1.1213 | 17.0926 | 17.0926 | 0 | 0 | 0 | 0 | 0 | 0 | 0
2014-08-28 22:00 | 22 | 4.92% | 0.84096 | 0.84096 | 17.0926 | 17.0926 | 0 | 0 | 0 | 0 | 0 | 0 | 0
2014-08-28 23:00 | 23 | 3.28% | 0.56064 | 0.56064 | 17.0926 | 17.0926 | 0 | 0 | 0 | 0 | 0 | 0 | 0
2014-08-29 | 24 | 1.64% | 0.28032 | 0.28032 | 17.0926 | 17.0926 | 0 | 0 | 0 | 0 | 0 | 0 | 0
2014-08-29 01:00 | 1 | 1.64% | 0.28032 | 0.28032 | 17.0926 | 17.0926 | 0 | 0 | 0 | 0 | 0 | 0 | 0
2014-08-29 02:00 | 2 | 1.64% | 0.28032 | 0.28032 | 17.0926 | 17.0926 | 0 | 0 | 0 | 0 | 0 | 0 | 0
2014-08-29 03:00 | 3 | 1.64% | 0.28032 | 0.28032 | 17.0926 | 17.0926 | 0 | 0 | 0 | 0 | 0 | 0 | 0
2014-08-29 04:00 | 4 | 1.64% | 0.28032 | 0.28032 | 17.0926 | 17.0926 | 0 | 0 | 0 | 0 | 0 | 0 | 0
2014-08-29 05:00 | 5 | 1.64% | 0.28032 | 0.28032 | 17.0926 | 17.0926 | 0 | 0 | 0 | 0 | 0 | 0 | 0
2014-08-29 06:00 | 6 | 3.28% | 0.56064 | 0.56064 | 17.0926 | 17.0926 | 0.011765 | 0.028235 | 0.028235 | 0.028235 | 0.028235 | 0 | 0
2014-08-29 07:00 | 7 | 4.92% | 0.84096 | 0.84096 | 17.0926 | 17.0926 | 0.079902 | 0.19176 | 0.19176 | 0.19176 | 0.19176 | 0 | 0
2014-08-29 08:00 | 8 | 6.56% | 1.1213 | 1.1213 | 17.0926 | 17.0926 | 0.23137 | 0.55529 | 0.55529 | 0.55529 | 0.55529 | 0 | 0
2014-08-29 09:00 | 9 | 6.56% | 1.1213 | 1.1213 | 17.0926 | 17.0926 | 0.34069 | 0.81765 | 0.81765 | 0.81765 | 0.81765 | 0 | 0
2014-08-29 10:00 | 10 | 4.92% | 0.84096 | 0.84096 | 17.0926 | 17.0926 | 0.38578 | 0.92588 | 0.92588 | 0.84096 | 0.84096 | 0.084927 | 0.084927
2014-08-29 11:00 | 11 | 3.28% | 0.56064 | 0.56064 | 17.0926 | 17.0926 | 0.44265 | 1.0624 | 1.0624 | 0.56064 | 0.56064 | 0.50172 | 0.50172
2014-08-29 12:00 | 12 | 3.28% | 0.56064 | 0.56064 | 17.0926 | 17.0926 | 0.56716 | 1.3612 | 1.3612 | 0.56064 | 0.56064 | 0.80054 | 0.80054
2014-08-29 13:00 | 13 | 3.28% | 0.56064 | 0.56064 | 17.0926 | 17.0926 | 0.57843 | 1.3882 | 1.3882 | 0.56064 | 0.56064 | 0.8276 | 0.8276
2014-08-29 14:00 | 14 | 3.28% | 0.56064 | 0.56064 | 17.0926 | 17.0926 | 0.50539 | 1.2129 | 1.2129 | 0.56064 | 0.56064 | 0.6523 | 0.6523
2014-08-29 15:00 | 15 | 3.28% | 0.56064 | 0.56064 | 17.0926 | 17.0926 | 0.43382 | 1.0412 | 1.0412 | 0.56064 | 0.56064 | 0.48054 | 0.48054
2014-08-29 16:00 | 16 | 3.28% | 0.56064 | 0.56064 | 17.0926 | 17.0926 | 0.2848 | 0.68353 | 0.68353 | 0.56064 | 0.56064 | 0.12289 | 0.12289
2014-08-29 17:00 | 17 | 4.92% | 0.84096 | 0.84096 | 17.0926 | 17.0926 | 0.14755 | 0.35412 | 0.35412 | 0.35412 | 0.35412 | 0 | 0
2014-08-29 18:00 | 18 | 6.56% | 1.1213 | 1.1213 | 17.0926 | 17.0926 | 0.053431 | 0.12824 | 0.12824 | 0.12824 | 0.12824 | 0 | 0
2014-08-29 19:00 | 19 | 9.84% | 1.6819 | 1.6819 | 17.0926 | 17.0926 | 0.014216 | 0.034118 | 0.034118 | 0.034118 | 0.034118 | 0 | 0
2014-08-29 20:00 | 20 | 8.2% | 1.4016 | 1.4016 | 17.0926 | 17.0926 | 0.0014706 | 0.0035294 | 0.0035294 | 0.0035294 | 0.0035294 | 0 | 0
2014-08-29 21:00 | 21 | 6.56% | 1.1213 | 1.1213 | 17.0926 | 17.0926 | 0 | 0 | 0 | 0 | 0 | 0 | 0
2014-08-29 22:00 | 22 | 4.92% | 0.84096 | 0.84096 | 17.0926 | 17.0926 | 0 | 0 | 0 | 0 | 0 | 0 | 0
2014-08-29 23:00 | 23 | 3.28% | 0.56064 | 0.56064 | 17.0926 | 17.0926 | 0 | 0 | 0 | 0 | 0 | 0 | 0
2014-08-30 | 24 | 1.64% | 0.28032 | 0.28032 | 17.0926 | 17.0926 | 0 | 0 | 0 | 0 | 0 | 0 | 0
2014-08-30 01:00 | 1 | 1.64% | 0.28032 | 0.28032 | 17.0926 | 17.0926 | 0 | 0 | 0 | 0 | 0 | 0 | 0
2014-08-30 02:00 | 2 | 1.64% | 0.28032 | 0.28032 | 17.0926 | 17.0926 | 0 | 0 | 0 | 0 | 0 | 0 | 0
2014-08-30 03:00 | 3 | 1.64% | 0.28032 | 0.28032 | 17.0926 | 17.0926 | 0 | 0 | 0 | 0 | 0 | 0 | 0
2014-08-30 04:00 | 4 | 1.64% | 0.28032 | 0.28032 | 17.0926 | 17.0926 | 0 | 0 | 0 | 0 | 0 | 0 | 0
2014-08-30 05:00 | 5 | 1.64% | 0.28032 | 0.28032 | 17.0926 | 17.0926 | 0 | 0 | 0 | 0 | 0 | 0 | 0
2014-08-30 06:00 | 6 | 3.28% | 0.56064 | 0.56064 | 17.0926 | 17.0926 | 0.017157 | 0.041176 | 0.041176 | 0.041176 | 0.041176 | 0 | 0
2014-08-30 07:00 | 7 | 4.92% | 0.84096 | 0.84096 | 17.0926 | 17.0926 | 0.16667 | 0.4 | 0.4 | 0.4 | 0.4 | 0 | 0
2014-08-30 08:00 | 8 | 6.56% | 1.1213 | 1.1213 | 17.0926 | 17.0926 | 0.32794 | 0.78706 | 0.78706 | 0.78706 | 0.78706 | 0 | 0
2014-08-30 09:00 | 9 | 6.56% | 1.1213 | 1.1213 | 17.0926 | 17.0926 | 0.56373 | 1.3529 | 1.3529 | 1.1213 | 1.1213 | 0.23167 | 0.23167
2014-08-30 10:00 | 10 | 4.92% | 0.84096 | 0.84096 | 17.0926 | 17.0926 | 0.6701 | 1.6082 | 1.6082 | 0.84096 | 0.84096 | 0.76728 | 0.76728
2014-08-30 11:00 | 11 | 3.28% | 0.56064 | 0.56064 | 17.0926 | 17.0926 | 0.72941 | 1.7506 | 1.7506 | 0.56064 | 0.56064 | 1.19 | 1.19
2014-08-30 12:00 | 12 | 3.28% | 0.56064 | 0.56064 | 17.0926 | 17.0926 | 0.67304 | 1.6153 | 1.6153 | 0.56064 | 0.56064 | 1.0547 | 1.0547
2014-08-30 13:00 | 13 | 3.28% | 0.56064 | 0.56064 | 17.0926 | 17.0926 | 0.68627 | 1.6471 | 1.6471 | 0.56064 | 0.56064 | 1.0864 | 1.0864
2014-08-30 14:00 | 14 | 3.28% | 0.56064 | 0.56064 | 17.0926 | 17.0926 | 0.56275 | 1.3506 | 1.3506 | 0.56064 | 0.56064 | 0.78995 | 0.78995
2014-08-30 15:00 | 15 | 3.28% | 0.56064 | 0.56064 | 17.0926 | 17.0926 | 0.36569 | 0.87765 | 0.87765 | 0.56064 | 0.56064 | 0.31701 | 0.31701
2014-08-30 16:00 | 16 | 3.28% | 0.56064 | 0.56064 | 17.0926 | 17.0926 | 0.28971 | 0.69529 | 0.69529 | 0.56064 | 0.56064 | 0.13466 | 0.13466
2014-08-30 17:00 | 17 | 4.92% | 0.84096 | 0.84096 | 17.0926 | 17.0926 | 0.13382 | 0.32118 | 0.32118 | 0.32118 | 0.32118 | 0 | 0
2014-08-30 18:00 | 18 | 6.56% | 1.1213 | 1.1213 | 17.0926 | 17.0926 | 0.05049 | 0.12118 | 0.12118 | 0.12118 | 0.12118 | 0 | 0
2014-08-30 19:00 | 19 | 9.84% | 1.6819 | 1.6819 | 17.0926 | 17.0926 | 0.011765 | 0.028235 | 0.028235 | 0.028235 | 0.028235 | 0 | 0
2014-08-30 20:00 | 20 | 8.2% | 1.4016 | 1.4016 | 17.0926 | 17.0926 | 0.002451 | 0.0058824 | 0.0058824 | 0.0058824 | 0.0058824 | 0 | 0
2014-08-30 21:00 | 21 | 6.56% | 1.1213 | 1.1213 | 17.0926 | 17.0926 | 0 | 0 | 0 | 0 | 0 | 0 | 0
2014-08-30 22:00 | 22 | 4.92% | 0.84096 | 0.84096 | 17.0926 | 17.0926 | 0 | 0 | 0 | 0 | 0 | 0 | 0
2014-08-30 23:00 | 23 | 3.28% | 0.56064 | 0.56064 | 17.0926 | 17.0926 | 0 | 0 | 0 | 0 | 0 | 0 | 0
2014-08-31 | 24 | 1.64% | 0.28032 | 0.28032 | 17.0926 | 17.0926 | 0 | 0 | 0 | 0 | 0 | 0 | 0
2014-08-31 01:00 | 1 | 1.64% | 0.28032 | 0.28032 | 17.0926 | 17.0926 | 0 | 0 | 0 | 0 | 0 | 0 | 0
2014-08-31 02:00 | 2 | 1.64% | 0.28032 | 0.28032 | 17.0926 | 17.0926 | 0 | 0 | 0 | 0 | 0 | 0 | 0
2014-08-31 03:00 | 3 | 1.64% | 0.28032 | 0.28032 | 17.0926 | 17.0926 | 0 | 0 | 0 | 0 | 0 | 0 | 0
2014-08-31 04:00 | 4 | 1.64% | 0.28032 | 0.28032 | 17.0926 | 17.0926 | 0 | 0 | 0 | 0 | 0 | 0 | 0
2014-08-31 05:00 | 5 | 1.64% | 0.28032 | 0.28032 | 17.0926 | 17.0926 | 0 | 0 | 0 | 0 | 0 | 0 | 0
2014-08-31 06:00 | 6 | 3.28% | 0.56064 | 0.56064 | 17.0926 | 17.0926 | 0.019118 | 0.045882 | 0.045882 | 0.045882 | 0.045882 | 0 | 0
2014-08-31 07:00 | 7 | 4.92% | 0.84096 | 0.84096 | 17.0926 | 17.0926 | 0.11716 | 0.28118 | 0.28118 | 0.28118 | 0.28118 | 0 | 0
2014-08-31 08:00 | 8 | 6.56% | 1.1213 | 1.1213 | 17.0926 | 17.0926 | 0.28922 | 0.69412 | 0.69412 | 0.69412 | 0.69412 | 0 | 0
2014-08-31 09:00 | 9 | 6.56% | 1.1213 | 1.1213 | 17.0926 | 17.0926 | 0.39804 | 0.95529 | 0.95529 | 0.95529 | 0.95529 | 0 | 0
2014-08-31 10:00 | 10 | 4.92% | 0.84096 | 0.84096 | 17.0926 | 17.0926 | 0.44216 | 1.0612 | 1.0612 | 0.84096 | 0.84096 | 0.22022 | 0.22022
2014-08-31 11:00 | 11 | 3.28% | 0.56064 | 0.56064 | 17.0926 | 17.0926 | 0.54265 | 1.3024 | 1.3024 | 0.56064 | 0.56064 | 0.74172 | 0.74172
2014-08-31 12:00 | 12 | 3.28% | 0.56064 | 0.56064 | 17.0926 | 17.0926 | 0.54461 | 1.3071 | 1.3071 | 0.56064 | 0.56064 | 0.74642 | 0.74642
2014-08-31 13:00 | 13 | 3.28% | 0.56064 | 0.56064 | 17.0926 | 17.0926 | 0.51373 | 1.2329 | 1.2329 | 0.56064 | 0.56064 | 0.6723 | 0.6723
2014-08-31 14:00 | 14 | 3.28% | 0.56064 | 0.56064 | 17.0926 | 17.0926 | 0.43627 | 1.0471 | 1.0471 | 0.56064 | 0.56064 | 0.48642 | 0.48642
2014-08-31 15:00 | 15 | 3.28% | 0.56064 | 0.56064 | 17.0926 | 17.0926 | 0.34118 | 0.81882 | 0.81882 | 0.56064 | 0.56064 | 0.25819 | 0.25819
2014-08-31 16:00 | 16 | 3.28% | 0.56064 | 0.56064 | 17.0926 | 17.0926 | 0.2451 | 0.58824 | 0.58824 | 0.56064 | 0.56064 | 0.027599 | 0.027599
2014-08-31 17:00 | 17 | 4.92% | 0.84096 | 0.84096 | 17.0926 | 17.0926 | 0.10784 | 0.25882 | 0.25882 | 0.25882 | 0.25882 | 0 | 0
2014-08-31 18:00 | 18 | 6.56% | 1.1213 | 1.1213 | 17.0926 | 17.0926 | 0.043137 | 0.10353 | 0.10353 | 0.10353 | 0.10353 | 0 | 0
2014-08-31 19:00 | 19 | 9.84% | 1.6819 | 1.6819 | 17.0926 | 17.0926 | 0.011275 | 0.027059 | 0.027059 | 0.027059 | 0.027059 | 0 | 0
2014-08-31 20:00 | 20 | 8.2% | 1.4016 | 1.4016 | 17.0926 | 17.0926 | 0.0019608 | 0.0047059 | 0.0047059 | 0.0047059 | 0.0047059 | 0 | 0
2014-08-31 21:00 | 21 | 6.56% | 1.1213 | 1.1213 | 17.0926 | 17.0926 | 0 | 0 | 0 | 0 | 0 | 0 | 0
2014-08-31 22:00 | 22 | 4.92% | 0.84096 | 0.84096 | 17.0926 | 17.0926 | 0 | 0 | 0 | 0 | 0 | 0 | 0
2014-08-31 23:00 | 23 | 3.28% | 0.56064 | 0.56064 | 17.0926 | 17.0926 | 0 | 0 | 0 | 0 | 0 | 0 | 0
2014-09-01 | 24 | 1.64% | 0.28032 | 0.28032 | 17.0926 | 17.0926 | 0 | 0 | 0 | 0 | 0 | 0 | 0
2014-09-01 01:00 | 1 | 1.64% | 0.33794 | 0.33794 | 20.6061 | 20.6061 | 0 | 0 | 0 | 0 | 0 | 0 | 0
2014-09-01 02:00 | 2 | 1.64% | 0.33794 | 0.33794 | 20.6061 | 20.6061 | 0 | 0 | 0 | 0 | 0 | 0 | 0
2014-09-01 03:00 | 3 | 1.64% | 0.33794 | 0.33794 | 20.6061 | 20.6061 | 0 | 0 | 0 | 0 | 0 | 0 | 0
2014-09-01 04:00 | 4 | 1.64% | 0.33794 | 0.33794 | 20.6061 | 20.6061 | 0 | 0 | 0 | 0 | 0 | 0 | 0
2014-09-01 05:00 | 5 | 1.64% | 0.33794 | 0.33794 | 20.6061 | 20.6061 | 0 | 0 | 0 | 0 | 0 | 0 | 0
2014-09-01 06:00 | 6 | 3.28% | 0.67588 | 0.67588 | 20.6061 | 20.6061 | 0.0088235 | 0.021176 | 0.021176 | 0.021176 | 0.021176 | 0 | 0
2014-09-01 07:00 | 7 | 4.92% | 1.0138 | 1.0138 | 20.6061 | 20.6061 | 0.07402 | 0.17765 | 0.17765 | 0.17765 | 0.17765 | 0 | 0
2014-09-01 08:00 | 8 | 6.56% | 1.3518 | 1.3518 | 20.6061 | 20.6061 | 0.18529 | 0.44471 | 0.44471 | 0.44471 | 0.44471 | 0 | 0
2014-09-01 09:00 | 9 | 6.56% | 1.3518 | 1.3518 | 20.6061 | 20.6061 | 0.26225 | 0.62941 | 0.62941 | 0.62941 | 0.62941 | 0 | 0
2014-09-01 10:00 | 10 | 4.92% | 1.0138 | 1.0138 | 20.6061 | 20.6061 | 0.38971 | 0.93529 | 0.93529 | 0.93529 | 0.93529 | 0 | 0
2014-09-01 11:00 | 11 | 3.28% | 0.67588 | 0.67588 | 20.6061 | 20.6061 | 0.38039 | 0.91294 | 0.91294 | 0.67588 | 0.67588 | 0.23706 | 0.23706
2014-09-01 12:00 | 12 | 3.28% | 0.67588 | 0.67588 | 20.6061 | 20.6061 | 0.43922 | 1.0541 | 1.0541 | 0.67588 | 0.67588 | 0.37824 | 0.37824
2014-09-01 13:00 | 13 | 3.28% | 0.67588 | 0.67588 | 20.6061 | 20.6061 | 0.4549 | 1.0918 | 1.0918 | 0.67588 | 0.67588 | 0.41589 | 0.41589
2014-09-01 14:00 | 14 | 3.28% | 0.67588 | 0.67588 | 20.6061 | 20.6061 | 0.3451 | 0.82824 | 0.82824 | 0.67588 | 0.67588 | 0.15236 | 0.15236
2014-09-01 15:00 | 15 | 3.28% | 0.67588 | 0.67588 | 20.6061 | 20.6061 | 0.36225 | 0.86941 | 0.86941 | 0.67588 | 0.67588 | 0.19353 | 0.19353
2014-09-01 16:00 | 16 | 3.28% | 0.67588 | 0.67588 | 20.6061 | 20.6061 | 0.20245 | 0.48588 | 0.48588 | 0.48588 | 0.48588 | 0 | 0
2014-09-01 17:00 | 17 | 4.92% | 1.0138 | 1.0138 | 20.6061 | 20.6061 | 0.13971 | 0.33529 | 0.33529 | 0.33529 | 0.33529 | 0 | 0
2014-09-01 18:00 | 18 | 6.56% | 1.3518 | 1.3518 | 20.6061 | 20.6061 | 0.046078 | 0.11059 | 0.11059 | 0.11059 | 0.11059 | 0 | 0
2014-09-01 19:00 | 19 | 9.84% | 2.0276 | 2.0276 | 20.6061 | 20.6061 | 0.011275 | 0.027059 | 0.027059 | 0.027059 | 0.027059 | 0 | 0
2014-09-01 20:00 | 20 | 8.2% | 1.6897 | 1.6897 | 20.6061 | 20.6061 | 0.0014706 | 0.0035294 | 0.0035294 | 0.0035294 | 0.0035294 | 0 | 0
2014-09-01 21:00 | 21 | 6.56% | 1.3518 | 1.3518 | 20.6061 | 20.6061 | 0 | 0 | 0 | 0 | 0 | 0 | 0
2014-09-01 22:00 | 22 | 4.92% | 1.0138 | 1.0138 | 20.6061 | 20.6061 | 0 | 0 | 0 | 0 | 0 | 0 | 0
2014-09-01 23:00 | 23 | 3.28% | 0.67588 | 0.67588 | 20.6061 | 20.6061 | 0 | 0 | 0 | 0 | 0 | 0 | 0
2014-09-02 | 24 | 1.64% | 0.33794 | 0.33794 | 20.6061 | 20.6061 | 0 | 0 | 0 | 0 | 0 | 0 | 0
2014-09-02 01:00 | 1 | 1.64% | 0.33794 | 0.33794 | 20.6061 | 20.6061 | 0 | 0 | 0 | 0 | 0 | 0 | 0
2014-09-02 02:00 | 2 | 1.64% | 0.33794 | 0.33794 | 20.6061 | 20.6061 | 0 | 0 | 0 | 0 | 0 | 0 | 0
2014-09-02 03:00 | 3 | 1.64% | 0.33794 | 0.33794 | 20.6061 | 20.6061 | 0 | 0 | 0 | 0 | 0 | 0 | 0
2014-09-02 04:00 | 4 | 1.64% | 0.33794 | 0.33794 | 20.6061 | 20.6061 | 0 | 0 | 0 | 0 | 0 | 0 | 0
2014-09-02 05:00 | 5 | 1.64% | 0.33794 | 0.33794 | 20.6061 | 20.6061 | 0 | 0 | 0 | 0 | 0 | 0 | 0
2014-09-02 06:00 | 6 | 3.28% | 0.67588 | 0.67588 | 20.6061 | 20.6061 | 0.010784 | 0.025882 | 0.025882 | 0.025882 | 0.025882 | 0 | 0
2014-09-02 07:00 | 7 | 4.92% | 1.0138 | 1.0138 | 20.6061 | 20.6061 | 0.092647 | 0.22235 | 0.22235 | 0.22235 | 0.22235 | 0 | 0
2014-09-02 08:00 | 8 | 6.56% | 1.3518 | 1.3518 | 20.6061 | 20.6061 | 0.23824 | 0.57176 | 0.57176 | 0.57176 | 0.57176 | 0 | 0
2014-09-02 09:00 | 9 | 6.56% | 1.3518 | 1.3518 | 20.6061 | 20.6061 | 0.44559 | 1.0694 | 1.0694 | 1.0694 | 1.0694 | 0 | 0
2014-09-02 10:00 | 10 | 4.92% | 1.0138 | 1.0138 | 20.6061 | 20.6061 | 0.55539 | 1.3329 | 1.3329 | 1.0138 | 1.0138 | 0.31912 | 0.31912
2014-09-02 11:00 | 11 | 3.28% | 0.67588 | 0.67588 | 20.6061 | 20.6061 | 0.49118 | 1.1788 | 1.1788 | 0.67588 | 0.67588 | 0.50294 | 0.50294
2014-09-02 12:00 | 12 | 3.28% | 0.67588 | 0.67588 | 20.6061 | 20.6061 | 0.41961 | 1.0071 | 1.0071 | 0.67588 | 0.67588 | 0.33118 | 0.33118
2014-09-02 13:00 | 13 | 3.28% | 0.67588 | 0.67588 | 20.6061 | 20.6061 | 0.40686 | 0.97647 | 0.97647 | 0.67588 | 0.67588 | 0.30059 | 0.30059
2014-09-02 14:00 | 14 | 3.28% | 0.67588 | 0.67588 | 20.6061 | 20.6061 | 0.40882 | 0.98118 | 0.98118 | 0.67588 | 0.67588 | 0.3053 | 0.3053
2014-09-02 15:00 | 15 | 3.28% | 0.67588 | 0.67588 | 20.6061 | 20.6061 | 0.36716 | 0.88118 | 0.88118 | 0.67588 | 0.67588 | 0.2053 | 0.2053
2014-09-02 16:00 | 16 | 3.28% | 0.67588 | 0.67588 | 20.6061 | 20.6061 | 0.23431 | 0.56235 | 0.56235 | 0.56235 | 0.56235 | 0 | 0
2014-09-02 17:00 | 17 | 4.92% | 1.0138 | 1.0138 | 20.6061 | 20.6061 | 0.095098 | 0.22824 | 0.22824 | 0.22824 | 0.22824 | 0 | 0
2014-09-02 18:00 | 18 | 6.56% | 1.3518 | 1.3518 | 20.6061 | 20.6061 | 0.037745 | 0.090588 | 0.090588 | 0.090588 | 0.090588 | 0 | 0
2014-09-02 19:00 | 19 | 9.84% | 2.0276 | 2.0276 | 20.6061 | 20.6061 | 0.016667 | 0.04 | 0.04 | 0.04 | 0.04 | 0 | 0
2014-09-02 20:00 | 20 | 8.2% | 1.6897 | 1.6897 | 20.6061 | 20.6061 | 0.0019608 | 0.0047059 | 0.0047059 | 0.0047059 | 0.0047059 | 0 | 0
2014-09-02 21:00 | 21 | 6.56% | 1.3518 | 1.3518 | 20.6061 | 20.6061 | 0 | 0 | 0 | 0 | 0 | 0 | 0
2014-09-02 22:00 | 22 | 4.92% | 1.0138 | 1.0138 | 20.6061 | 20.6061 | 0 | 0 | 0 | 0 | 0 | 0 | 0
2014-09-02 23:00 | 23 | 3.28% | 0.67588 | 0.67588 | 20.6061 | 20.6061 | 0 | 0 | 0 | 0 | 0 | 0 | 0
2014-09-03 | 24 | 1.64% | 0.33794 | 0.33794 | 20.6061 | 20.6061 | 0 | 0 | 0 | 0 | 0 | 0 | 0
2014-09-03 01:00 | 1 | 1.64% | 0.33794 | 0.33794 | 20.6061 | 20.6061 | 0 | 0 | 0 | 0 | 0 | 0 | 0
2014-09-03 02:00 | 2 | 1.64% | 0.33794 | 0.33794 | 20.6061 | 20.6061 | 0 | 0 | 0 | 0 | 0 | 0 | 0
2014-09-03 03:00 | 3 | 1.64% | 0.33794 | 0.33794 | 20.6061 | 20.6061 | 0 | 0 | 0 | 0 | 0 | 0 | 0
2014-09-03 04:00 | 4 | 1.64% | 0.33794 | 0.33794 | 20.6061 | 20.6061 | 0 | 0 | 0 | 0 | 0 | 0 | 0
2014-09-03 05:00 | 5 | 1.64% | 0.33794 | 0.33794 | 20.6061 | 20.6061 | 0 | 0 | 0 | 0 | 0 | 0 | 0
2014-09-03 06:00 | 6 | 3.28% | 0.67588 | 0.67588 | 20.6061 | 20.6061 | 0.0019608 | 0.0047059 | 0.0047059 | 0.0047059 | 0.0047059 | 0 | 0
2014-09-03 07:00 | 7 | 4.92% | 1.0138 | 1.0138 | 20.6061 | 20.6061 | 0.029412 | 0.070588 | 0.070588 | 0.070588 | 0.070588 | 0 | 0
2014-09-03 08:00 | 8 | 6.56% | 1.3518 | 1.3518 | 20.6061 | 20.6061 | 0.13137 | 0.31529 | 0.31529 | 0.31529 | 0.31529 | 0 | 0
2014-09-03 09:00 | 9 | 6.56% | 1.3518 | 1.3518 | 20.6061 | 20.6061 | 0.2152 | 0.51647 | 0.51647 | 0.51647 | 0.51647 | 0 | 0
2014-09-03 10:00 | 10 | 4.92% | 1.0138 | 1.0138 | 20.6061 | 20.6061 | 0.24902 | 0.59765 | 0.59765 | 0.59765 | 0.59765 | 0 | 0
2014-09-03 11:00 | 11 | 3.28% | 0.67588 | 0.67588 | 20.6061 | 20.6061 | 0.14314 | 0.34353 | 0.34353 | 0.34353 | 0.34353 | 0 | 0
2014-09-03 12:00 | 12 | 3.28% | 0.67588 | 0.67588 | 20.6061 | 20.6061 | 0.13431 | 0.32235 | 0.32235 | 0.32235 | 0.32235 | 0 | 0
2014-09-03 13:00 | 13 | 3.28% | 0.67588 | 0.67588 | 20.6061 | 20.6061 | 0.13725 | 0.32941 | 0.32941 | 0.32941 | 0.32941 | 0 | 0
2014-09-03 14:00 | 14 | 3.28% | 0.67588 | 0.67588 | 20.6061 | 20.6061 | 0.14265 | 0.34235 | 0.34235 | 0.34235 | 0.34235 | 0 | 0
2014-09-03 15:00 | 15 | 3.28% | 0.67588 | 0.67588 | 20.6061 | 20.6061 | 0.1348 | 0.32353 | 0.32353 | 0.32353 | 0.32353 | 0 | 0
2014-09-03 16:00 | 16 | 3.28% | 0.67588 | 0.67588 | 20.6061 | 20.6061 | 0.14265 | 0.34235 | 0.34235 | 0.34235 | 0.34235 | 0 | 0
2014-09-03 17:00 | 17 | 4.92% | 1.0138 | 1.0138 | 20.6061 | 20.6061 | 0.10196 | 0.24471 | 0.24471 | 0.24471 | 0.24471 | 0 | 0
2014-09-03 18:00 | 18 | 6.56% | 1.3518 | 1.3518 | 20.6061 | 20.6061 | 0.037745 | 0.090588 | 0.090588 | 0.090588 | 0.090588 | 0 | 0
2014-09-03 19:00 | 19 | 9.84% | 2.0276 | 2.0276 | 20.6061 | 20.6061 | 0.0078431 | 0.018824 | 0.018824 | 0.018824 | 0.018824 | 0 | 0
2014-09-03 20:00 | 20 | 8.2% | 1.6897 | 1.6897 | 20.6061 | 20.6061 | 0.0004902 | 0.0011765 | 0.0011765 | 0.0011765 | 0.0011765 | 0 | 0
2014-09-03 21:00 | 21 | 6.56% | 1.3518 | 1.3518 | 20.6061 | 20.6061 | 0 | 0 | 0 | 0 | 0 | 0 | 0
2014-09-03 22:00 | 22 | 4.92% | 1.0138 | 1.0138 | 20.6061 | 20.6061 | 0 | 0 | 0 | 0 | 0 | 0 | 0
2014-09-03 23:00 | 23 | 3.28% | 0.67588 | 0.67588 | 20.6061 | 20.6061 | 0 | 0 | 0 | 0 | 0 | 0 | 0
2014-09-04 | 24 | 1.64% | 0.33794 | 0.33794 | 20.6061 | 20.6061 | 0 | 0 | 0 | 0 | 0 | 0 | 0
2014-09-04 01:00 | 1 | 1.64% | 0.33794 | 0.33794 | 20.6061 | 20.6061 | 0 | 0 | 0 | 0 | 0 | 0 | 0
2014-09-04 02:00 | 2 | 1.64% | 0.33794 | 0.33794 | 20.6061 | 20.6061 | 0 | 0 | 0 | 0 | 0 | 0 | 0
2014-09-04 03:00 | 3 | 1.64% | 0.33794 | 0.33794 | 20.6061 | 20.6061 | 0 | 0 | 0 | 0 | 0 | 0 | 0
2014-09-04 04:00 | 4 | 1.64% | 0.33794 | 0.33794 | 20.6061 | 20.6061 | 0 | 0 | 0 | 0 | 0 | 0 | 0
2014-09-04 05:00 | 5 | 1.64% | 0.33794 | 0.33794 | 20.6061 | 20.6061 | 0 | 0 | 0 | 0 | 0 | 0 | 0
2014-09-04 06:00 | 6 | 3.28% | 0.67588 | 0.67588 | 20.6061 | 20.6061 | 0.0029412 | 0.0070588 | 0.0070588 | 0.0070588 | 0.0070588 | 0 | 0
2014-09-04 07:00 | 7 | 4.92% | 1.0138 | 1.0138 | 20.6061 | 20.6061 | 0.067647 | 0.16235 | 0.16235 | 0.16235 | 0.16235 | 0 | 0
2014-09-04 08:00 | 8 | 6.56% | 1.3518 | 1.3518 | 20.6061 | 20.6061 | 0.1848 | 0.44353 | 0.44353 | 0.44353 | 0.44353 | 0 | 0
2014-09-04 09:00 | 9 | 6.56% | 1.3518 | 1.3518 | 20.6061 | 20.6061 | 0.33725 | 0.80941 | 0.80941 | 0.80941 | 0.80941 | 0 | 0
2014-09-04 10:00 | 10 | 4.92% | 1.0138 | 1.0138 | 20.6061 | 20.6061 | 0.51471 | 1.2353 | 1.2353 | 1.0138 | 1.0138 | 0.22148 | 0.22148
2014-09-04 11:00 | 11 | 3.28% | 0.67588 | 0.67588 | 20.6061 | 20.6061 | 0.6348 | 1.5235 | 1.5235 | 0.67588 | 0.67588 | 0.84765 | 0.84765
2014-09-04 12:00 | 12 | 3.28% | 0.67588 | 0.67588 | 20.6061 | 20.6061 | 0.52353 | 1.2565 | 1.2565 | 0.67588 | 0.67588 | 0.58059 | 0.58059
2014-09-04 13:00 | 13 | 3.28% | 0.67588 | 0.67588 | 20.6061 | 20.6061 | 0.58922 | 1.4141 | 1.4141 | 0.67588 | 0.67588 | 0.73824 | 0.73824
2014-09-04 14:00 | 14 | 3.28% | 0.67588 | 0.67588 | 20.6061 | 20.6061 | 0.48137 | 1.1553 | 1.1553 | 0.67588 | 0.67588 | 0.47942 | 0.47942
2014-09-04 15:00 | 15 | 3.28% | 0.67588 | 0.67588 | 20.6061 | 20.6061 | 0.37353 | 0.89647 | 0.89647 | 0.67588 | 0.67588 | 0.22059 | 0.22059
2014-09-04 16:00 | 16 | 3.28% | 0.67588 | 0.67588 | 20.6061 | 20.6061 | 0.28725 | 0.68941 | 0.68941 | 0.67588 | 0.67588 | 0.013533 | 0.013533
2014-09-04 17:00 | 17 | 4.92% | 1.0138 | 1.0138 | 20.6061 | 20.6061 | 0.12206 | 0.29294 | 0.29294 | 0.29294 | 0.29294 | 0 | 0
2014-09-04 18:00 | 18 | 6.56% | 1.3518 | 1.3518 | 20.6061 | 20.6061 | 0.05098 | 0.12235 | 0.12235 | 0.12235 | 0.12235 | 0 | 0
2014-09-04 19:00 | 19 | 9.84% | 2.0276 | 2.0276 | 20.6061 | 20.6061 | 0.0093137 | 0.022353 | 0.022353 | 0.022353 | 0.022353 | 0 | 0
2014-09-04 20:00 | 20 | 8.2% | 1.6897 | 1.6897 | 20.6061 | 20.6061 | 0.0004902 | 0.0011765 | 0.0011765 | 0.0011765 | 0.0011765 | 0 | 0
2014-09-04 21:00 | 21 | 6.56% | 1.3518 | 1.3518 | 20.6061 | 20.6061 | 0 | 0 | 0 | 0 | 0 | 0 | 0
2014-09-04 22:00 | 22 | 4.92% | 1.0138 | 1.0138 | 20.6061 | 20.6061 | 0 | 0 | 0 | 0 | 0 | 0 | 0
2014-09-04 23:00 | 23 | 3.28% | 0.67588 | 0.67588 | 20.6061 | 20.6061 | 0 | 0 | 0 | 0 | 0 | 0 | 0
2014-09-05 | 24 | 1.64% | 0.33794 | 0.33794 | 20.6061 | 20.6061 | 0 | 0 | 0 | 0 | 0 | 0 | 0
2014-09-05 01:00 | 1 | 1.64% | 0.33794 | 0.33794 | 20.6061 | 20.6061 | 0 | 0 | 0 | 0 | 0 | 0 | 0
2014-09-05 02:00 | 2 | 1.64% | 0.33794 | 0.33794 | 20.6061 | 20.6061 | 0 | 0 | 0 | 0 | 0 | 0 | 0
2014-09-05 03:00 | 3 | 1.64% | 0.33794 | 0.33794 | 20.6061 | 20.6061 | 0 | 0 | 0 | 0 | 0 | 0 | 0
2014-09-05 04:00 | 4 | 1.64% | 0.33794 | 0.33794 | 20.6061 | 20.6061 | 0 | 0 | 0 | 0 | 0 | 0 | 0
2014-09-05 05:00 | 5 | 1.64% | 0.33794 | 0.33794 | 20.6061 | 20.6061 | 0 | 0 | 0 | 0 | 0 | 0 | 0
2014-09-05 06:00 | 6 | 3.28% | 0.67588 | 0.67588 | 20.6061 | 20.6061 | 0.0058824 | 0.014118 | 0.014118 | 0.014118 | 0.014118 | 0 | 0
2014-09-05 07:00 | 7 | 4.92% | 1.0138 | 1.0138 | 20.6061 | 20.6061 | 0.07549 | 0.18118 | 0.18118 | 0.18118 | 0.18118 | 0 | 0
2014-09-05 08:00 | 8 | 6.56% | 1.3518 | 1.3518 | 20.6061 | 20.6061 | 0.17108 | 0.41059 | 0.41059 | 0.41059 | 0.41059 | 0 | 0
2014-09-05 09:00 | 9 | 6.56% | 1.3518 | 1.3518 | 20.6061 | 20.6061 | 0.27059 | 0.64941 | 0.64941 | 0.64941 | 0.64941 | 0 | 0
2014-09-05 10:00 | 10 | 4.92% | 1.0138 | 1.0138 | 20.6061 | 20.6061 | 0.35049 | 0.84118 | 0.84118 | 0.84118 | 0.84118 | 0 | 0
2014-09-05 11:00 | 11 | 3.28% | 0.67588 | 0.67588 | 20.6061 | 20.6061 | 0.45392 | 1.0894 | 1.0894 | 0.67588 | 0.67588 | 0.41353 | 0.41353
2014-09-05 12:00 | 12 | 3.28% | 0.67588 | 0.67588 | 20.6061 | 20.6061 | 0.57843 | 1.3882 | 1.3882 | 0.67588 | 0.67588 | 0.71236 | 0.71236
2014-09-05 13:00 | 13 | 3.28% | 0.67588 | 0.67588 | 20.6061 | 20.6061 | 0.47108 | 1.1306 | 1.1306 | 0.67588 | 0.67588 | 0.45471 | 0.45471
2014-09-05 14:00 | 14 | 3.28% | 0.67588 | 0.67588 | 20.6061 | 20.6061 | 0.37108 | 0.89059 | 0.89059 | 0.67588 | 0.67588 | 0.21471 | 0.21471
2014-09-05 15:00 | 15 | 3.28% | 0.67588 | 0.67588 | 20.6061 | 20.6061 | 0.24559 | 0.58941 | 0.58941 | 0.58941 | 0.58941 | 0 | 0
2014-09-05 16:00 | 16 | 3.28% | 0.67588 | 0.67588 | 20.6061 | 20.6061 | 0.175 | 0.42 | 0.42 | 0.42 | 0.42 | 0 | 0
2014-09-05 17:00 | 17 | 4.92% | 1.0138 | 1.0138 | 20.6061 | 20.6061 | 0.091667 | 0.22 | 0.22 | 0.22 | 0.22 | 0 | 0
2014-09-05 18:00 | 18 | 6.56% | 1.3518 | 1.3518 | 20.6061 | 20.6061 | 0.027451 | 0.065882 | 0.065882 | 0.065882 | 0.065882 | 0 | 0
2014-09-05 19:00 | 19 | 9.84% | 2.0276 | 2.0276 | 20.6061 | 20.6061 | 0.0039216 | 0.0094118 | 0.0094118 | 0.0094118 | 0.0094118 | 0 | 0
2014-09-05 20:00 | 20 | 8.2% | 1.6897 | 1.6897 | 20.6061 | 20.6061 | 0 | 0 | 0 | 0 | 0 | 0 | 0
2014-09-05 21:00 | 21 | 6.56% | 1.3518 | 1.3518 | 20.6061 | 20.6061 | 0 | 0 | 0 | 0 | 0 | 0 | 0
2014-09-05 22:00 | 22 | 4.92% | 1.0138 | 1.0138 | 20.6061 | 20.6061 | 0 | 0 | 0 | 0 | 0 | 0 | 0
2014-09-05 23:00 | 23 | 3.28% | 0.67588 | 0.67588 | 20.6061 | 20.6061 | 0 | 0 | 0 | 0 | 0 | 0 | 0
2014-09-06 | 24 | 1.64% | 0.33794 | 0.33794 | 20.6061 | 20.6061 | 0 | 0 | 0 | 0 | 0 | 0 | 0
2014-09-06 01:00 | 1 | 1.64% | 0.33794 | 0.33794 | 20.6061 | 20.6061 | 0 | 0 | 0 | 0 | 0 | 0 | 0
2014-09-06 02:00 | 2 | 1.64% | 0.33794 | 0.33794 | 20.6061 | 20.6061 | 0 | 0 | 0 | 0 | 0 | 0 | 0
2014-09-06 03:00 | 3 | 1.64% | 0.33794 | 0.33794 | 20.6061 | 20.6061 | 0 | 0 | 0 | 0 | 0 | 0 | 0
2014-09-06 04:00 | 4 | 1.64% | 0.33794 | 0.33794 | 20.6061 | 20.6061 | 0 | 0 | 0 | 0 | 0 | 0 | 0
2014-09-06 05:00 | 5 | 1.64% | 0.33794 | 0.33794 | 20.6061 | 20.6061 | 0 | 0 | 0 | 0 | 0 | 0 | 0
2014-09-06 06:00 | 6 | 3.28% | 0.67588 | 0.67588 | 20.6061 | 20.6061 | 0.0019608 | 0.0047059 | 0.0047059 | 0.0047059 | 0.0047059 | 0 | 0
2014-09-06 07:00 | 7 | 4.92% | 1.0138 | 1.0138 | 20.6061 | 20.6061 | 0.070588 | 0.16941 | 0.16941 | 0.16941 | 0.16941 | 0 | 0
2014-09-06 08:00 | 8 | 6.56% | 1.3518 | 1.3518 | 20.6061 | 20.6061 | 0.23235 | 0.55765 | 0.55765 | 0.55765 | 0.55765 | 0 | 0
2014-09-06 09:00 | 9 | 6.56% | 1.3518 | 1.3518 | 20.6061 | 20.6061 | 0.31569 | 0.75765 | 0.75765 | 0.75765 | 0.75765 | 0 | 0
2014-09-06 10:00 | 10 | 4.92% | 1.0138 | 1.0138 | 20.6061 | 20.6061 | 0.46275 | 1.1106 | 1.1106 | 1.0138 | 1.0138 | 0.09677 | 0.09677
2014-09-06 11:00 | 11 | 3.28% | 0.67588 | 0.67588 | 20.6061 | 20.6061 | 0.59951 | 1.4388 | 1.4388 | 0.67588 | 0.67588 | 0.76294 | 0.76294
2014-09-06 12:00 | 12 | 3.28% | 0.67588 | 0.67588 | 20.6061 | 20.6061 | 0.51471 | 1.2353 | 1.2353 | 0.67588 | 0.67588 | 0.55942 | 0.55942
2014-09-06 13:00 | 13 | 3.28% | 0.67588 | 0.67588 | 20.6061 | 20.6061 | 0.51176 | 1.2282 | 1.2282 | 0.67588 | 0.67588 | 0.55236 | 0.55236
2014-09-06 14:00 | 14 | 3.28% | 0.67588 | 0.67588 | 20.6061 | 20.6061 | 0.48088 | 1.1541 | 1.1541 | 0.67588 | 0.67588 | 0.47824 | 0.47824
2014-09-06 15:00 | 15 | 3.28% | 0.67588 | 0.67588 | 20.6061 | 20.6061 | 0.43284 | 1.0388 | 1.0388 | 0.67588 | 0.67588 | 0.36294 | 0.36294
2014-09-06 16:00 | 16 | 3.28% | 0.67588 | 0.67588 | 20.6061 | 20.6061 | 0.26667 | 0.64 | 0.64 | 0.64 | 0.64 | 0 | 0
2014-09-06 17:00 | 17 | 4.92% | 1.0138 | 1.0138 | 20.6061 | 20.6061 | 0.13137 | 0.31529 | 0.31529 | 0.31529 | 0.31529 | 0 | 0
2014-09-06 18:00 | 18 | 6.56% | 1.3518 | 1.3518 | 20.6061 | 20.6061 | 0.045588 | 0.10941 | 0.10941 | 0.10941 | 0.10941 | 0 | 0
2014-09-06 19:00 | 19 | 9.84% | 2.0276 | 2.0276 | 20.6061 | 20.6061 | 0.0068627 | 0.016471 | 0.016471 | 0.016471 | 0.016471 | 0 | 0
2014-09-06 20:00 | 20 | 8.2% | 1.6897 | 1.6897 | 20.6061 | 20.6061 | 0.0004902 | 0.0011765 | 0.0011765 | 0.0011765 | 0.0011765 | 0 | 0
2014-09-06 21:00 | 21 | 6.56% | 1.3518 | 1.3518 | 20.6061 | 20.6061 | 0 | 0 | 0 | 0 | 0 | 0 | 0
2014-09-06 22:00 | 22 | 4.92% | 1.0138 | 1.0138 | 20.6061 | 20.6061 | 0 | 0 | 0 | 0 | 0 | 0 | 0
2014-09-06 23:00 | 23 | 3.28% | 0.67588 | 0.67588 | 20.6061 | 20.6061 | 0 | 0 | 0 | 0 | 0 | 0 | 0
2014-09-07 | 24 | 1.64% | 0.33794 | 0.33794 | 20.6061 | 20.6061 | 0 | 0 | 0 | 0 | 0 | 0 | 0
2014-09-07 01:00 | 1 | 1.64% | 0.33794 | 0.33794 | 20.6061 | 20.6061 | 0 | 0 | 0 | 0 | 0 | 0 | 0
2014-09-07 02:00 | 2 | 1.64% | 0.33794 | 0.33794 | 20.6061 | 20.6061 | 0 | 0 | 0 | 0 | 0 | 0 | 0
2014-09-07 03:00 | 3 | 1.64% | 0.33794 | 0.33794 | 20.6061 | 20.6061 | 0 | 0 | 0 | 0 | 0 | 0 | 0
2014-09-07 04:00 | 4 | 1.64% | 0.33794 | 0.33794 | 20.6061 | 20.6061 | 0 | 0 | 0 | 0 | 0 | 0 | 0
2014-09-07 05:00 | 5 | 1.64% | 0.33794 | 0.33794 | 20.6061 | 20.6061 | 0 | 0 | 0 | 0 | 0 | 0 | 0
2014-09-07 06:00 | 6 | 3.28% | 0.67588 | 0.67588 | 20.6061 | 20.6061 | 0.0019608 | 0.0047059 | 0.0047059 | 0.0047059 | 0.0047059 | 0 | 0
2014-09-07 07:00 | 7 | 4.92% | 1.0138 | 1.0138 | 20.6061 | 20.6061 | 0.069118 | 0.16588 | 0.16588 | 0.16588 | 0.16588 | 0 | 0
2014-09-07 08:00 | 8 | 6.56% | 1.3518 | 1.3518 | 20.6061 | 20.6061 | 0.21471 | 0.51529 | 0.51529 | 0.51529 | 0.51529 | 0 | 0
2014-09-07 09:00 | 9 | 6.56% | 1.3518 | 1.3518 | 20.6061 | 20.6061 | 0.30196 | 0.72471 | 0.72471 | 0.72471 | 0.72471 | 0 | 0
2014-09-07 10:00 | 10 | 4.92% | 1.0138 | 1.0138 | 20.6061 | 20.6061 | 0.3848 | 0.92353 | 0.92353 | 0.92353 | 0.92353 | 0 | 0
2014-09-07 11:00 | 11 | 3.28% | 0.67588 | 0.67588 | 20.6061 | 20.6061 | 0.49363 | 1.1847 | 1.1847 | 0.67588 | 0.67588 | 0.50883 | 0.50883
2014-09-07 12:00 | 12 | 3.28% | 0.67588 | 0.67588 | 20.6061 | 20.6061 | 0.51078 | 1.2259 | 1.2259 | 0.67588 | 0.67588 | 0.55 | 0.55
2014-09-07 13:00 | 13 | 3.28% | 0.67588 | 0.67588 | 20.6061 | 20.6061 | 0.47745 | 1.1459 | 1.1459 | 0.67588 | 0.67588 | 0.47 | 0.47
2014-09-07 14:00 | 14 | 3.28% | 0.67588 | 0.67588 | 20.6061 | 20.6061 | 0.28284 | 0.67882 | 0.67882 | 0.67588 | 0.67588 | 0.0029447 | 0.0029447
2014-09-07 15:00 | 15 | 3.28% | 0.67588 | 0.67588 | 20.6061 | 20.6061 | 0.18873 | 0.45294 | 0.45294 | 0.45294 | 0.45294 | 0 | 0
2014-09-07 16:00 | 16 | 3.28% | 0.67588 | 0.67588 | 20.6061 | 20.6061 | 0.17402 | 0.41765 | 0.41765 | 0.41765 | 0.41765 | 0 | 0
2014-09-07 17:00 | 17 | 4.92% | 1.0138 | 1.0138 | 20.6061 | 20.6061 | 0.11618 | 0.27882 | 0.27882 | 0.27882 | 0.27882 | 0 | 0
2014-09-07 18:00 | 18 | 6.56% | 1.3518 | 1.3518 | 20.6061 | 20.6061 | 0.037255 | 0.089412 | 0.089412 | 0.089412 | 0.089412 | 0 | 0
2014-09-07 19:00 | 19 | 9.84% | 2.0276 | 2.0276 | 20.6061 | 20.6061 | 0.0088235 | 0.021176 | 0.021176 | 0.021176 | 0.021176 | 0 | 0
2014-09-07 20:00 | 20 | 8.2% | 1.6897 | 1.6897 | 20.6061 | 20.6061 | 0.0004902 | 0.0011765 | 0.0011765 | 0.0011765 | 0.0011765 | 0 | 0
2014-09-07 21:00 | 21 | 6.56% | 1.3518 | 1.3518 | 20.6061 | 20.6061 | 0 | 0 | 0 | 0 | 0 | 0 | 0
2014-09-07 22:00 | 22 | 4.92% | 1.0138 | 1.0138 | 20.6061 | 20.6061 | 0 | 0 | 0 | 0 | 0 | 0 | 0
2014-09-07 23:00 | 23 | 3.28% | 0.67588 | 0.67588 | 20.6061 | 20.6061 | 0 | 0 | 0 | 0 | 0 | 0 | 0
2014-09-08 | 24 | 1.64% | 0.33794 | 0.33794 | 20.6061 | 20.6061 | 0 | 0 | 0 | 0 | 0 | 0 | 0
2014-09-08 01:00 | 1 | 1.64% | 0.33794 | 0.33794 | 20.6061 | 20.6061 | 0 | 0 | 0 | 0 | 0 | 0 | 0
2014-09-08 02:00 | 2 | 1.64% | 0.33794 | 0.33794 | 20.6061 | 20.6061 | 0 | 0 | 0 | 0 | 0 | 0 | 0
2014-09-08 03:00 | 3 | 1.64% | 0.33794 | 0.33794 | 20.6061 | 20.6061 | 0 | 0 | 0 | 0 | 0 | 0 | 0
2014-09-08 04:01 | 4 | 1.64% | 0.33794 | 0.33794 | 20.6061 | 20.6061 | 0 | 0 | 0 | 0 | 0 | 0 | 0
2014-09-08 05:01 | 5 | 1.64% | 0.33794 | 0.33794 | 20.6061 | 20.6061 | 0 | 0 | 0 | 0 | 0 | 0 | 0
2014-09-08 06:01 | 6 | 3.28% | 0.67588 | 0.67588 | 20.6061 | 20.6061 | 0.0029412 | 0.0070588 | 0.0070588 | 0.0070588 | 0.0070588 | 0 | 0
2014-09-08 07:01 | 7 | 4.92% | 1.0138 | 1.0138 | 20.6061 | 20.6061 | 0.059804 | 0.14353 | 0.14353 | 0.14353 | 0.14353 | 0 | 0
2014-09-08 08:01 | 8 | 6.56% | 1.3518 | 1.3518 | 20.6061 | 20.6061 | 0.19314 | 0.46353 | 0.46353 | 0.46353 | 0.46353 | 0 | 0
2014-09-08 09:01 | 9 | 6.56% | 1.3518 | 1.3518 | 20.6061 | 20.6061 | 0.19559 | 0.46941 | 0.46941 | 0.46941 | 0.46941 | 0 | 0
2014-09-08 10:01 | 10 | 4.92% | 1.0138 | 1.0138 | 20.6061 | 20.6061 | 0.30441 | 0.73059 | 0.73059 | 0.73059 | 0.73059 | 0 | 0
2014-09-08 11:01 | 11 | 3.28% | 0.67588 | 0.67588 | 20.6061 | 20.6061 | 0.41765 | 1.0024 | 1.0024 | 0.67588 | 0.67588 | 0.32647 | 0.32647
2014-09-08 12:01 | 12 | 3.28% | 0.67588 | 0.67588 | 20.6061 | 20.6061 | 0.4049 | 0.97176 | 0.97176 | 0.67588 | 0.67588 | 0.29589 | 0.29589
2014-09-08 13:01 | 13 | 3.28% | 0.67588 | 0.67588 | 20.6061 | 20.6061 | 0.28431 | 0.68235 | 0.68235 | 0.67588 | 0.67588 | 0.0064742 | 0.0064742
2014-09-08 14:01 | 14 | 3.28% | 0.67588 | 0.67588 | 20.6061 | 20.6061 | 0.22255 | 0.53412 | 0.53412 | 0.53412 | 0.53412 | 0 | 0
2014-09-08 15:01 | 15 | 3.28% | 0.67588 | 0.67588 | 20.6061 | 20.6061 | 0.22647 | 0.54353 | 0.54353 | 0.54353 | 0.54353 | 0 | 0
2014-09-08 16:01 | 16 | 3.28% | 0.67588 | 0.67588 | 20.6061 | 20.6061 | 0.12843 | 0.30824 | 0.30824 | 0.30824 | 0.30824 | 0 | 0
2014-09-08 17:01 | 17 | 4.92% | 1.0138 | 1.0138 | 20.6061 | 20.6061 | 0.062255 | 0.14941 | 0.14941 | 0.14941 | 0.14941 | 0 | 0
2014-09-08 18:01 | 18 | 6.56% | 1.3518 | 1.3518 | 20.6061 | 20.6061 | 0.021569 | 0.051765 | 0.051765 | 0.051765 | 0.051765 | 0 | 0
2014-09-08 19:01 | 19 | 9.84% | 2.0276 | 2.0276 | 20.6061 | 20.6061 | 0.0029412 | 0.0070588 | 0.0070588 | 0.0070588 | 0.0070588 | 0 | 0
2014-09-08 20:01 | 20 | 8.2% | 1.6897 | 1.6897 | 20.6061 | 20.6061 | 0 | 0 | 0 | 0 | 0 | 0 | 0
2014-09-08 21:01 | 21 | 6.56% | 1.3518 | 1.3518 | 20.6061 | 20.6061 | 0 | 0 | 0 | 0 | 0 | 0 | 0
2014-09-08 22:01 | 22 | 4.92% | 1.0138 | 1.0138 | 20.6061 | 20.6061 | 0 | 0 | 0 | 0 | 0 | 0 | 0
2014-09-08 23:01 | 23 | 3.28% | 0.67588 | 0.67588 | 20.6061 | 20.6061 | 0 | 0 | 0 | 0 | 0 | 0 | 0
2014-09-09 00:01 | 24 | 1.64% | 0.33794 | 0.33794 | 20.6061 | 20.6061 | 0 | 0 | 0 | 0 | 0 | 0 | 0
2014-09-09 01:01 | 1 | 1.64% | 0.33794 | 0.33794 | 20.6061 | 20.6061 | 0 | 0 | 0 | 0 | 0 | 0 | 0
2014-09-09 02:01 | 2 | 1.64% | 0.33794 | 0.33794 | 20.6061 | 20.6061 | 0 | 0 | 0 | 0 | 0 | 0 | 0
2014-09-09 03:01 | 3 | 1.64% | 0.33794 | 0.33794 | 20.6061 | 20.6061 | 0 | 0 | 0 | 0 | 0 | 0 | 0
2014-09-09 04:01 | 4 | 1.64% | 0.33794 | 0.33794 | 20.6061 | 20.6061 | 0 | 0 | 0 | 0 | 0 | 0 | 0
2014-09-09 05:01 | 5 | 1.64% | 0.33794 | 0.33794 | 20.6061 | 20.6061 | 0 | 0 | 0 | 0 | 0 | 0 | 0
2014-09-09 06:01 | 6 | 3.28% | 0.67588 | 0.67588 | 20.6061 | 20.6061 | 0.002451 | 0.0058824 | 0.0058824 | 0.0058824 | 0.0058824 | 0 | 0
2014-09-09 07:01 | 7 | 4.92% | 1.0138 | 1.0138 | 20.6061 | 20.6061 | 0.076471 | 0.18353 | 0.18353 | 0.18353 | 0.18353 | 0 | 0
2014-09-09 08:01 | 8 | 6.56% | 1.3518 | 1.3518 | 20.6061 | 20.6061 | 0.15147 | 0.36353 | 0.36353 | 0.36353 | 0.36353 | 0 | 0
2014-09-09 09:01 | 9 | 6.56% | 1.3518 | 1.3518 | 20.6061 | 20.6061 | 0.27157 | 0.65176 | 0.65176 | 0.65176 | 0.65176 | 0 | 0
2014-09-09 10:01 | 10 | 4.92% | 1.0138 | 1.0138 | 20.6061 | 20.6061 | 0.2701 | 0.64824 | 0.64824 | 0.64824 | 0.64824 | 0 | 0
2014-09-09 11:01 | 11 | 3.28% | 0.67588 | 0.67588 | 20.6061 | 20.6061 | 0.34902 | 0.83765 | 0.83765 | 0.67588 | 0.67588 | 0.16177 | 0.16177
2014-09-09 12:01 | 12 | 3.28% | 0.67588 | 0.67588 | 20.6061 | 20.6061 | 0.37892 | 0.90941 | 0.90941 | 0.67588 | 0.67588 | 0.23353 | 0.23353
2014-09-09 13:01 | 13 | 3.28% | 0.67588 | 0.67588 | 20.6061 | 20.6061 | 0.33137 | 0.79529 | 0.79529 | 0.67588 | 0.67588 | 0.11942 | 0.11942
2014-09-09 14:01 | 14 | 3.28% | 0.67588 | 0.67588 | 20.6061 | 20.6061 | 0.32745 | 0.78588 | 0.78588 | 0.67588 | 0.67588 | 0.11 | 0.11
2014-09-09 15:01 | 15 | 3.28% | 0.67588 | 0.67588 | 20.6061 | 20.6061 | 0.31765 | 0.76235 | 0.76235 | 0.67588 | 0.67588 | 0.086474 | 0.086474
2014-09-09 16:01 | 16 | 3.28% | 0.67588 | 0.67588 | 20.6061 | 20.6061 | 0.16961 | 0.40706 | 0.40706 | 0.40706 | 0.40706 | 0 | 0
2014-09-09 17:01 | 17 | 4.92% | 1.0138 | 1.0138 | 20.6061 | 20.6061 | 0.072059 | 0.17294 | 0.17294 | 0.17294 | 0.17294 | 0 | 0
2014-09-09 18:01 | 18 | 6.56% | 1.3518 | 1.3518 | 20.6061 | 20.6061 | 0.02598 | 0.062353 | 0.062353 | 0.062353 | 0.062353 | 0 | 0
2014-09-09 19:01 | 19 | 9.84% | 2.0276 | 2.0276 | 20.6061 | 20.6061 | 0.0093137 | 0.022353 | 0.022353 | 0.022353 | 0.022353 | 0 | 0
2014-09-09 20:01 | 20 | 8.2% | 1.6897 | 1.6897 | 20.6061 | 20.6061 | 0.0004902 | 0.0011765 | 0.0011765 | 0.0011765 | 0.0011765 | 0 | 0
2014-09-09 21:01 | 21 | 6.56% | 1.3518 | 1.3518 | 20.6061 | 20.6061 | 0 | 0 | 0 | 0 | 0 | 0 | 0
2014-09-09 22:01 | 22 | 4.92% | 1.0138 | 1.0138 | 20.6061 | 20.6061 | 0 | 0 | 0 | 0 | 0 | 0 | 0
2014-09-09 23:01 | 23 | 3.28% | 0.67588 | 0.67588 | 20.6061 | 20.6061 | 0 | 0 | 0 | 0 | 0 | 0 | 0
2014-09-10 00:01 | 24 | 1.64% | 0.33794 | 0.33794 | 20.6061 | 20.6061 | 0 | 0 | 0 | 0 | 0 | 0 | 0
2014-09-10 01:01 | 1 | 1.64% | 0.33794 | 0.33794 | 20.6061 | 20.6061 | 0 | 0 | 0 | 0 | 0 | 0 | 0
2014-09-10 02:01 | 2 | 1.64% | 0.33794 | 0.33794 | 20.6061 | 20.6061 | 0 | 0 | 0 | 0 | 0 | 0 | 0
2014-09-10 03:01 | 3 | 1.64% | 0.33794 | 0.33794 | 20.6061 | 20.6061 | 0 | 0 | 0 | 0 | 0 | 0 | 0
2014-09-10 04:01 | 4 | 1.64% | 0.33794 | 0.33794 | 20.6061 | 20.6061 | 0 | 0 | 0 | 0 | 0 | 0 | 0
2014-09-10 05:01 | 5 | 1.64% | 0.33794 | 0.33794 | 20.6061 | 20.6061 | 0 | 0 | 0 | 0 | 0 | 0 | 0
2014-09-10 06:01 | 6 | 3.28% | 0.67588 | 0.67588 | 20.6061 | 20.6061 | 0.00098039 | 0.0023529 | 0.0023529 | 0.0023529 | 0.0023529 | 0 | 0
2014-09-10 07:01 | 7 | 4.92% | 1.0138 | 1.0138 | 20.6061 | 20.6061 | 0.048529 | 0.11647 | 0.11647 | 0.11647 | 0.11647 | 0 | 0
2014-09-10 08:01 | 8 | 6.56% | 1.3518 | 1.3518 | 20.6061 | 20.6061 | 0.17451 | 0.41882 | 0.41882 | 0.41882 | 0.41882 | 0 | 0
2014-09-10 09:01 | 9 | 6.56% | 1.3518 | 1.3518 | 20.6061 | 20.6061 | 0.25 | 0.6 | 0.6 | 0.6 | 0.6 | 0 | 0
2014-09-10 10:01 | 10 | 4.92% | 1.0138 | 1.0138 | 20.6061 | 20.6061 | 0.33578 | 0.80588 | 0.80588 | 0.80588 | 0.80588 | 0 | 0
2014-09-10 11:01 | 11 | 3.28% | 0.67588 | 0.67588 | 20.6061 | 20.6061 | 0.31765 | 0.76235 | 0.76235 | 0.67588 | 0.67588 | 0.086474 | 0.086474
2014-09-10 12:01 | 12 | 3.28% | 0.67588 | 0.67588 | 20.6061 | 20.6061 | 0.33676 | 0.80824 | 0.80824 | 0.67588 | 0.67588 | 0.13236 | 0.13236
2014-09-10 13:01 | 13 | 3.28% | 0.67588 | 0.67588 | 20.6061 | 20.6061 | 0.33333 | 0.8 | 0.8 | 0.67588 | 0.67588 | 0.12412 | 0.12412
2014-09-10 14:01 | 14 | 3.28% | 0.67588 | 0.67588 | 20.6061 | 20.6061 | 0.27598 | 0.66235 | 0.66235 | 0.66235 | 0.66235 | 0 | 0
2014-09-10 15:01 | 15 | 3.28% | 0.67588 | 0.67588 | 20.6061 | 20.6061 | 0.3049 | 0.73176 | 0.73176 | 0.67588 | 0.67588 | 0.055886 | 0.055886
2014-09-10 16:01 | 16 | 3.28% | 0.67588 | 0.67588 | 20.6061 | 20.6061 | 0.22353 | 0.53647 | 0.53647 | 0.53647 | 0.53647 | 0 | 0
2014-09-10 17:01 | 17 | 4.92% | 1.0138 | 1.0138 | 20.6061 | 20.6061 | 0.11373 | 0.27294 | 0.27294 | 0.27294 | 0.27294 | 0 | 0
2014-09-10 18:01 | 18 | 6.56% | 1.3518 | 1.3518 | 20.6061 | 20.6061 | 0.030882 | 0.074118 | 0.074118 | 0.074118 | 0.074118 | 0 | 0
2014-09-10 19:01 | 19 | 9.84% | 2.0276 | 2.0276 | 20.6061 | 20.6061 | 0.0058824 | 0.014118 | 0.014118 | 0.014118 | 0.014118 | 0 | 0
2014-09-10 20:01 | 20 | 8.2% | 1.6897 | 1.6897 | 20.6061 | 20.6061 | 0.0004902 | 0.0011765 | 0.0011765 | 0.0011765 | 0.0011765 | 0 | 0
2014-09-10 21:01 | 21 | 6.56% | 1.3518 | 1.3518 | 20.6061 | 20.6061 | 0 | 0 | 0 | 0 | 0 | 0 | 0
2014-09-10 22:01 | 22 | 4.92% | 1.0138 | 1.0138 | 20.6061 | 20.6061 | 0 | 0 | 0 | 0 | 0 | 0 | 0
2014-09-10 23:01 | 23 | 3.28% | 0.67588 | 0.67588 | 20.6061 | 20.6061 | 0 | 0 | 0 | 0 | 0 | 0 | 0
2014-09-11 00:01 | 24 | 1.64% | 0.33794 | 0.33794 | 20.6061 | 20.6061 | 0 | 0 | 0 | 0 | 0 | 0 | 0
2014-09-11 01:01 | 1 | 1.64% | 0.33794 | 0.33794 | 20.6061 | 20.6061 | 0 | 0 | 0 | 0 | 0 | 0 | 0
2014-09-11 02:01 | 2 | 1.64% | 0.33794 | 0.33794 | 20.6061 | 20.6061 | 0 | 0 | 0 | 0 | 0 | 0 | 0
2014-09-11 03:01 | 3 | 1.64% | 0.33794 | 0.33794 | 20.6061 | 20.6061 | 0 | 0 | 0 | 0 | 0 | 0 | 0
2014-09-11 04:01 | 4 | 1.64% | 0.33794 | 0.33794 | 20.6061 | 20.6061 | 0 | 0 | 0 | 0 | 0 | 0 | 0
2014-09-11 05:01 | 5 | 1.64% | 0.33794 | 0.33794 | 20.6061 | 20.6061 | 0 | 0 | 0 | 0 | 0 | 0 | 0
2014-09-11 06:01 | 6 | 3.28% | 0.67588 | 0.67588 | 20.6061 | 20.6061 | 0.0029412 | 0.0070588 | 0.0070588 | 0.0070588 | 0.0070588 | 0 | 0
2014-09-11 07:01 | 7 | 4.92% | 1.0138 | 1.0138 | 20.6061 | 20.6061 | 0.063725 | 0.15294 | 0.15294 | 0.15294 | 0.15294 | 0 | 0
2014-09-11 08:01 | 8 | 6.56% | 1.3518 | 1.3518 | 20.6061 | 20.6061 | 0.16569 | 0.39765 | 0.39765 | 0.39765 | 0.39765 | 0 | 0
2014-09-11 09:01 | 9 | 6.56% | 1.3518 | 1.3518 | 20.6061 | 20.6061 | 0.36078 | 0.86588 | 0.86588 | 0.86588 | 0.86588 | 0 | 0
2014-09-11 10:01 | 10 | 4.92% | 1.0138 | 1.0138 | 20.6061 | 20.6061 | 0.44902 | 1.0776 | 1.0776 | 1.0138 | 1.0138 | 0.063829 | 0.063829
2014-09-11 11:01 | 11 | 3.28% | 0.67588 | 0.67588 | 20.6061 | 20.6061 | 0.42157 | 1.0118 | 1.0118 | 0.67588 | 0.67588 | 0.33589 | 0.33589
2014-09-11 12:01 | 12 | 3.28% | 0.67588 | 0.67588 | 20.6061 | 20.6061 | 0.38235 | 0.91765 | 0.91765 | 0.67588 | 0.67588 | 0.24177 | 0.24177
2014-09-11 13:01 | 13 | 3.28% | 0.67588 | 0.67588 | 20.6061 | 20.6061 | 0.33284 | 0.79882 | 0.79882 | 0.67588 | 0.67588 | 0.12294 | 0.12294
2014-09-11 14:01 | 14 | 3.28% | 0.67588 | 0.67588 | 20.6061 | 20.6061 | 0.44118 | 1.0588 | 1.0588 | 0.67588 | 0.67588 | 0.38294 | 0.38294
2014-09-11 15:01 | 15 | 3.28% | 0.67588 | 0.67588 | 20.6061 | 20.6061 | 0.29363 | 0.70471 | 0.70471 | 0.67588 | 0.67588 | 0.028827 | 0.028827
2014-09-11 16:01 | 16 | 3.28% | 0.67588 | 0.67588 | 20.6061 | 20.6061 | 0.18824 | 0.45176 | 0.45176 | 0.45176 | 0.45176 | 0 | 0
2014-09-11 17:01 | 17 | 4.92% | 1.0138 | 1.0138 | 20.6061 | 20.6061 | 0.094118 | 0.22588 | 0.22588 | 0.22588 | 0.22588 | 0 | 0
2014-09-11 18:01 | 18 | 6.56% | 1.3518 | 1.3518 | 20.6061 | 20.6061 | 0.030392 | 0.072941 | 0.072941 | 0.072941 | 0.072941 | 0 | 0
2014-09-11 19:01 | 19 | 9.84% | 2.0276 | 2.0276 | 20.6061 | 20.6061 | 0.0039216 | 0.0094118 | 0.0094118 | 0.0094118 | 0.0094118 | 0 | 0
2014-09-11 20:01 | 20 | 8.2% | 1.6897 | 1.6897 | 20.6061 | 20.6061 | 0.0004902 | 0.0011765 | 0.0011765 | 0.0011765 | 0.0011765 | 0 | 0
2014-09-11 21:01 | 21 | 6.56% | 1.3518 | 1.3518 | 20.6061 | 20.6061 | 0 | 0 | 0 | 0 | 0 | 0 | 0
2014-09-11 22:01 | 22 | 4.92% | 1.0138 | 1.0138 | 20.6061 | 20.6061 | 0 | 0 | 0 | 0 | 0 | 0 | 0
2014-09-11 23:01 | 23 | 3.28% | 0.67588 | 0.67588 | 20.6061 | 20.6061 | 0 | 0 | 0 | 0 | 0 | 0 | 0
2014-09-12 00:01 | 24 | 1.64% | 0.33794 | 0.33794 | 20.6061 | 20.6061 | 0 | 0 | 0 | 0 | 0 | 0 | 0
2014-09-12 01:01 | 1 | 1.64% | 0.33794 | 0.33794 | 20.6061 | 20.6061 | 0 | 0 | 0 | 0 | 0 | 0 | 0
2014-09-12 02:01 | 2 | 1.64% | 0.33794 | 0.33794 | 20.6061 | 20.6061 | 0 | 0 | 0 | 0 | 0 | 0 | 0
2014-09-12 03:01 | 3 | 1.64% | 0.33794 | 0.33794 | 20.6061 | 20.6061 | 0 | 0 | 0 | 0 | 0 | 0 | 0
2014-09-12 04:01 | 4 | 1.64% | 0.33794 | 0.33794 | 20.6061 | 20.6061 | 0 | 0 | 0 | 0 | 0 | 0 | 0
2014-09-12 05:01 | 5 | 1.64% | 0.33794 | 0.33794 | 20.6061 | 20.6061 | 0 | 0 | 0 | 0 | 0 | 0 | 0
2014-09-12 06:01 | 6 | 3.28% | 0.67588 | 0.67588 | 20.6061 | 20.6061 | 0.0019608 | 0.0047059 | 0.0047059 | 0.0047059 | 0.0047059 | 0 | 0
2014-09-12 07:01 | 7 | 4.92% | 1.0138 | 1.0138 | 20.6061 | 20.6061 | 0.07598 | 0.18235 | 0.18235 | 0.18235 | 0.18235 | 0 | 0
2014-09-12 08:01 | 8 | 6.56% | 1.3518 | 1.3518 | 20.6061 | 20.6061 | 0.18922 | 0.45412 | 0.45412 | 0.45412 | 0.45412 | 0 | 0
2014-09-12 09:01 | 9 | 6.56% | 1.3518 | 1.3518 | 20.6061 | 20.6061 | 0.35686 | 0.85647 | 0.85647 | 0.85647 | 0.85647 | 0 | 0
2014-09-12 10:01 | 10 | 4.92% | 1.0138 | 1.0138 | 20.6061 | 20.6061 | 0.5951 | 1.4282 | 1.4282 | 1.0138 | 1.0138 | 0.41442 | 0.41442
2014-09-12 11:01 | 11 | 3.28% | 0.67588 | 0.67588 | 20.6061 | 20.6061 | 0.66863 | 1.6047 | 1.6047 | 0.67588 | 0.67588 | 0.92883 | 0.92883
2014-09-12 12:01 | 12 | 3.28% | 0.67588 | 0.67588 | 20.6061 | 20.6061 | 0.74706 | 1.7929 | 1.7929 | 0.67588 | 0.67588 | 1.1171 | 1.1171
2014-09-12 13:01 | 13 | 3.28% | 0.67588 | 0.67588 | 20.6061 | 20.6061 | 0.4451 | 1.0682 | 1.0682 | 0.67588 | 0.67588 | 0.39236 | 0.39236
2014-09-12 14:01 | 14 | 3.28% | 0.67588 | 0.67588 | 20.6061 | 20.6061 | 0.39216 | 0.94118 | 0.94118 | 0.67588 | 0.67588 | 0.2653 | 0.2653
2014-09-12 15:01 | 15 | 3.28% | 0.67588 | 0.67588 | 20.6061 | 20.6061 | 0.37941 | 0.91059 | 0.91059 | 0.67588 | 0.67588 | 0.23471 | 0.23471
2014-09-12 16:01 | 16 | 3.28% | 0.67588 | 0.67588 | 20.6061 | 20.6061 | 0.22745 | 0.54588 | 0.54588 | 0.54588 | 0.54588 | 0 | 0
2014-09-12 17:01 | 17 | 4.92% | 1.0138 | 1.0138 | 20.6061 | 20.6061 | 0.10294 | 0.24706 | 0.24706 | 0.24706 | 0.24706 | 0 | 0
2014-09-12 18:01 | 18 | 6.56% | 1.3518 | 1.3518 | 20.6061 | 20.6061 | 0.032843 | 0.078824 | 0.078824 | 0.078824 | 0.078824 | 0 | 0
2014-09-12 19:01 | 19 | 9.84% | 2.0276 | 2.0276 | 20.6061 | 20.6061 | 0.0029412 | 0.0070588 | 0.0070588 | 0.0070588 | 0.0070588 | 0 | 0
2014-09-12 20:01 | 20 | 8.2% | 1.6897 | 1.6897 | 20.6061 | 20.6061 | 0 | 0 | 0 | 0 | 0 | 0 | 0
2014-09-12 21:01 | 21 | 6.56% | 1.3518 | 1.3518 | 20.6061 | 20.6061 | 0 | 0 | 0 | 0 | 0 | 0 | 0
2014-09-12 22:01 | 22 | 4.92% | 1.0138 | 1.0138 | 20.6061 | 20.6061 | 0 | 0 | 0 | 0 | 0 | 0 | 0
2014-09-12 23:01 | 23 | 3.28% | 0.67588 | 0.67588 | 20.6061 | 20.6061 | 0 | 0 | 0 | 0 | 0 | 0 | 0
2014-09-13 00:01 | 24 | 1.64% | 0.33794 | 0.33794 | 20.6061 | 20.6061 | 0 | 0 | 0 | 0 | 0 | 0 | 0
2014-09-13 01:01 | 1 | 1.64% | 0.33794 | 0.33794 | 20.6061 | 20.6061 | 0 | 0 | 0 | 0 | 0 | 0 | 0
2014-09-13 02:01 | 2 | 1.64% | 0.33794 | 0.33794 | 20.6061 | 20.6061 | 0 | 0 | 0 | 0 | 0 | 0 | 0
2014-09-13 03:01 | 3 | 1.64% | 0.33794 | 0.33794 | 20.6061 | 20.6061 | 0 | 0 | 0 | 0 | 0 | 0 | 0
2014-09-13 04:01 | 4 | 1.64% | 0.33794 | 0.33794 | 20.6061 | 20.6061 | 0 | 0 | 0 | 0 | 0 | 0 | 0
2014-09-13 05:01 | 5 | 1.64% | 0.33794 | 0.33794 | 20.6061 | 20.6061 | 0 | 0 | 0 | 0 | 0 | 0 | 0
2014-09-13 06:01 | 6 | 3.28% | 0.67588 | 0.67588 | 20.6061 | 20.6061 | 0.0014706 | 0.0035294 | 0.0035294 | 0.0035294 | 0.0035294 | 0 | 0
2014-09-13 07:01 | 7 | 4.92% | 1.0138 | 1.0138 | 20.6061 | 20.6061 | 0.086275 | 0.20706 | 0.20706 | 0.20706 | 0.20706 | 0 | 0
2014-09-13 08:01 | 8 | 6.56% | 1.3518 | 1.3518 | 20.6061 | 20.6061 | 0.25784 | 0.61882 | 0.61882 | 0.61882 | 0.61882 | 0 | 0
2014-09-13 09:01 | 9 | 6.56% | 1.3518 | 1.3518 | 20.6061 | 20.6061 | 0.32157 | 0.77176 | 0.77176 | 0.77176 | 0.77176 | 0 | 0
2014-09-13 10:01 | 10 | 4.92% | 1.0138 | 1.0138 | 20.6061 | 20.6061 | 0.34804 | 0.83529 | 0.83529 | 0.83529 | 0.83529 | 0 | 0
2014-09-13 11:01 | 11 | 3.28% | 0.67588 | 0.67588 | 20.6061 | 20.6061 | 0.36029 | 0.86471 | 0.86471 | 0.67588 | 0.67588 | 0.18883 | 0.18883
2014-09-13 12:01 | 12 | 3.28% | 0.67588 | 0.67588 | 20.6061 | 20.6061 | 0.50245 | 1.2059 | 1.2059 | 0.67588 | 0.67588 | 0.53 | 0.53
2014-09-13 13:01 | 13 | 3.28% | 0.67588 | 0.67588 | 20.6061 | 20.6061 | 0.43039 | 1.0329 | 1.0329 | 0.67588 | 0.67588 | 0.35706 | 0.35706
2014-09-13 14:01 | 14 | 3.28% | 0.67588 | 0.67588 | 20.6061 | 20.6061 | 0.37843 | 0.90824 | 0.90824 | 0.67588 | 0.67588 | 0.23236 | 0.23236
2014-09-13 15:01 | 15 | 3.28% | 0.67588 | 0.67588 | 20.6061 | 20.6061 | 0.28137 | 0.67529 | 0.67529 | 0.67529 | 0.67529 | 0 | 0
2014-09-13 16:01 | 16 | 3.28% | 0.67588 | 0.67588 | 20.6061 | 20.6061 | 0.1799 | 0.43176 | 0.43176 | 0.43176 | 0.43176 | 0 | 0
2014-09-13 17:01 | 17 | 4.92% | 1.0138 | 1.0138 | 20.6061 | 20.6061 | 0.089706 | 0.21529 | 0.21529 | 0.21529 | 0.21529 | 0 | 0
2014-09-13 18:01 | 18 | 6.56% | 1.3518 | 1.3518 | 20.6061 | 20.6061 | 0.026471 | 0.063529 | 0.063529 | 0.063529 | 0.063529 | 0 | 0
2014-09-13 19:01 | 19 | 9.84% | 2.0276 | 2.0276 | 20.6061 | 20.6061 | 0.0029412 | 0.0070588 | 0.0070588 | 0.0070588 | 0.0070588 | 0 | 0
2014-09-13 20:01 | 20 | 8.2% | 1.6897 | 1.6897 | 20.6061 | 20.6061 | 0 | 0 | 0 | 0 | 0 | 0 | 0
2014-09-13 21:01 | 21 | 6.56% | 1.3518 | 1.3518 | 20.6061 | 20.6061 | 0 | 0 | 0 | 0 | 0 | 0 | 0
2014-09-13 22:01 | 22 | 4.92% | 1.0138 | 1.0138 | 20.6061 | 20.6061 | 0 | 0 | 0 | 0 | 0 | 0 | 0
2014-09-13 23:01 | 23 | 3.28% | 0.67588 | 0.67588 | 20.6061 | 20.6061 | 0 | 0 | 0 | 0 | 0 | 0 | 0
2014-09-14 00:01 | 24 | 1.64% | 0.33794 | 0.33794 | 20.6061 | 20.6061 | 0 | 0 | 0 | 0 | 0 | 0 | 0
2014-09-14 01:01 | 1 | 1.64% | 0.33794 | 0.33794 | 20.6061 | 20.6061 | 0 | 0 | 0 | 0 | 0 | 0 | 0
2014-09-14 02:01 | 2 | 1.64% | 0.33794 | 0.33794 | 20.6061 | 20.6061 | 0 | 0 | 0 | 0 | 0 | 0 | 0
2014-09-14 03:01 | 3 | 1.64% | 0.33794 | 0.33794 | 20.6061 | 20.6061 | 0 | 0 | 0 | 0 | 0 | 0 | 0
2014-09-14 04:01 | 4 | 1.64% | 0.33794 | 0.33794 | 20.6061 | 20.6061 | 0 | 0 | 0 | 0 | 0 | 0 | 0
2014-09-14 05:01 | 5 | 1.64% | 0.33794 | 0.33794 | 20.6061 | 20.6061 | 0 | 0 | 0 | 0 | 0 | 0 | 0
2014-09-14 06:01 | 6 | 3.28% | 0.67588 | 0.67588 | 20.6061 | 20.6061 | 0.00098039 | 0.0023529 | 0.0023529 | 0.0023529 | 0.0023529 | 0 | 0
2014-09-14 07:01 | 7 | 4.92% | 1.0138 | 1.0138 | 20.6061 | 20.6061 | 0.048039 | 0.11529 | 0.11529 | 0.11529 | 0.11529 | 0 | 0
2014-09-14 08:01 | 8 | 6.56% | 1.3518 | 1.3518 | 20.6061 | 20.6061 | 0.22402 | 0.53765 | 0.53765 | 0.53765 | 0.53765 | 0 | 0
2014-09-14 09:01 | 9 | 6.56% | 1.3518 | 1.3518 | 20.6061 | 20.6061 | 0.40294 | 0.96706 | 0.96706 | 0.96706 | 0.96706 | 0 | 0
2014-09-14 10:01 | 10 | 4.92% | 1.0138 | 1.0138 | 20.6061 | 20.6061 | 0.48775 | 1.1706 | 1.1706 | 1.0138 | 1.0138 | 0.15677 | 0.15677
2014-09-14 11:01 | 11 | 3.28% | 0.67588 | 0.67588 | 20.6061 | 20.6061 | 0.57353 | 1.3765 | 1.3765 | 0.67588 | 0.67588 | 0.70059 | 0.70059
2014-09-14 12:01 | 12 | 3.28% | 0.67588 | 0.67588 | 20.6061 | 20.6061 | 0.56912 | 1.3659 | 1.3659 | 0.67588 | 0.67588 | 0.69 | 0.69
2014-09-14 13:01 | 13 | 3.28% | 0.67588 | 0.67588 | 20.6061 | 20.6061 | 0.52843 | 1.2682 | 1.2682 | 0.67588 | 0.67588 | 0.59236 | 0.59236
2014-09-14 14:01 | 14 | 3.28% | 0.67588 | 0.67588 | 20.6061 | 20.6061 | 0.38431 | 0.92235 | 0.92235 | 0.67588 | 0.67588 | 0.24647 | 0.24647
2014-09-14 15:01 | 15 | 3.28% | 0.67588 | 0.67588 | 20.6061 | 20.6061 | 0.31275 | 0.75059 | 0.75059 | 0.67588 | 0.67588 | 0.074709 | 0.074709
2014-09-14 16:01 | 16 | 3.28% | 0.67588 | 0.67588 | 20.6061 | 20.6061 | 0.1951 | 0.46824 | 0.46824 | 0.46824 | 0.46824 | 0 | 0
2014-09-14 17:01 | 17 | 4.92% | 1.0138 | 1.0138 | 20.6061 | 20.6061 | 0.07598 | 0.18235 | 0.18235 | 0.18235 | 0.18235 | 0 | 0
2014-09-14 18:01 | 18 | 6.56% | 1.3518 | 1.3518 | 20.6061 | 20.6061 | 0.019608 | 0.047059 | 0.047059 | 0.047059 | 0.047059 | 0 | 0
2014-09-14 19:01 | 19 | 9.84% | 2.0276 | 2.0276 | 20.6061 | 20.6061 | 0.0044118 | 0.010588 | 0.010588 | 0.010588 | 0.010588 | 0 | 0
2014-09-14 20:01 | 20 | 8.2% | 1.6897 | 1.6897 | 20.6061 | 20.6061 | 0 | 0 | 0 | 0 | 0 | 0 | 0
2014-09-14 21:01 | 21 | 6.56% | 1.3518 | 1.3518 | 20.6061 | 20.6061 | 0 | 0 | 0 | 0 | 0 | 0 | 0
2014-09-14 22:01 | 22 | 4.92% | 1.0138 | 1.0138 | 20.6061 | 20.6061 | 0 | 0 | 0 | 0 | 0 | 0 | 0
2014-09-14 23:01 | 23 | 3.28% | 0.67588 | 0.67588 | 20.6061 | 20.6061 | 0 | 0 | 0 | 0 | 0 | 0 | 0
2014-09-15 00:01 | 24 | 1.64% | 0.33794 | 0.33794 | 20.6061 | 20.6061 | 0 | 0 | 0 | 0 | 0 | 0 | 0
2014-09-15 01:01 | 1 | 1.64% | 0.33794 | 0.33794 | 20.6061 | 20.6061 | 0 | 0 | 0 | 0 | 0 | 0 | 0
2014-09-15 02:01 | 2 | 1.64% | 0.33794 | 0.33794 | 20.6061 | 20.6061 | 0 | 0 | 0 | 0 | 0 | 0 | 0
2014-09-15 03:01 | 3 | 1.64% | 0.33794 | 0.33794 | 20.6061 | 20.6061 | 0 | 0 | 0 | 0 | 0 | 0 | 0
2014-09-15 04:01 | 4 | 1.64% | 0.33794 | 0.33794 | 20.6061 | 20.6061 | 0 | 0 | 0 | 0 | 0 | 0 | 0
2014-09-15 05:01 | 5 | 1.64% | 0.33794 | 0.33794 | 20.6061 | 20.6061 | 0 | 0 | 0 | 0 | 0 | 0 | 0
2014-09-15 06:01 | 6 | 3.28% | 0.67588 | 0.67588 | 20.6061 | 20.6061 | 0.00098039 | 0.0023529 | 0.0023529 | 0.0023529 | 0.0023529 | 0 | 0
2014-09-15 07:01 | 7 | 4.92% | 1.0138 | 1.0138 | 20.6061 | 20.6061 | 0.051961 | 0.12471 | 0.12471 | 0.12471 | 0.12471 | 0 | 0
2014-09-15 08:01 | 8 | 6.56% | 1.3518 | 1.3518 | 20.6061 | 20.6061 | 0.23186 | 0.55647 | 0.55647 | 0.55647 | 0.55647 | 0 | 0
2014-09-15 09:01 | 9 | 6.56% | 1.3518 | 1.3518 | 20.6061 | 20.6061 | 0.4299 | 1.0318 | 1.0318 | 1.0318 | 1.0318 | 0 | 0
2014-09-15 10:01 | 10 | 4.92% | 1.0138 | 1.0138 | 20.6061 | 20.6061 | 0.51863 | 1.2447 | 1.2447 | 1.0138 | 1.0138 | 0.23089 | 0.23089
2014-09-15 11:01 | 11 | 3.28% | 0.67588 | 0.67588 | 20.6061 | 20.6061 | 0.48922 | 1.1741 | 1.1741 | 0.67588 | 0.67588 | 0.49824 | 0.49824
2014-09-15 12:01 | 12 | 3.28% | 0.67588 | 0.67588 | 20.6061 | 20.6061 | 0.5451 | 1.3082 | 1.3082 | 0.67588 | 0.67588 | 0.63236 | 0.63236
2014-09-15 13:01 | 13 | 3.28% | 0.67588 | 0.67588 | 20.6061 | 20.6061 | 0.49902 | 1.1976 | 1.1976 | 0.67588 | 0.67588 | 0.52177 | 0.52177
2014-09-15 14:01 | 14 | 3.28% | 0.67588 | 0.67588 | 20.6061 | 20.6061 | 0.47941 | 1.1506 | 1.1506 | 0.67588 | 0.67588 | 0.47471 | 0.47471
2014-09-15 15:01 | 15 | 3.28% | 0.67588 | 0.67588 | 20.6061 | 20.6061 | 0.39216 | 0.94118 | 0.94118 | 0.67588 | 0.67588 | 0.2653 | 0.2653
2014-09-15 16:01 | 16 | 3.28% | 0.67588 | 0.67588 | 20.6061 | 20.6061 | 0.24902 | 0.59765 | 0.59765 | 0.59765 | 0.59765 | 0 | 0
2014-09-15 17:01 | 17 | 4.92% | 1.0138 | 1.0138 | 20.6061 | 20.6061 | 0.11422 | 0.27412 | 0.27412 | 0.27412 | 0.27412 | 0 | 0
2014-09-15 18:01 | 18 | 6.56% | 1.3518 | 1.3518 | 20.6061 | 20.6061 | 0.02598 | 0.062353 | 0.062353 | 0.062353 | 0.062353 | 0 | 0
2014-09-15 19:01 | 19 | 9.84% | 2.0276 | 2.0276 | 20.6061 | 20.6061 | 0.002451 | 0.0058824 | 0.0058824 | 0.0058824 | 0.0058824 | 0 | 0
2014-09-15 20:01 | 20 | 8.2% | 1.6897 | 1.6897 | 20.6061 | 20.6061 | 0 | 0 | 0 | 0 | 0 | 0 | 0
2014-09-15 21:01 | 21 | 6.56% | 1.3518 | 1.3518 | 20.6061 | 20.6061 | 0 | 0 | 0 | 0 | 0 | 0 | 0
2014-09-15 22:01 | 22 | 4.92% | 1.0138 | 1.0138 | 20.6061 | 20.6061 | 0 | 0 | 0 | 0 | 0 | 0 | 0
2014-09-15 23:01 | 23 | 3.28% | 0.67588 | 0.67588 | 20.6061 | 20.6061 | 0 | 0 | 0 | 0 | 0 | 0 | 0
2014-09-16 00:01 | 24 | 1.64% | 0.33794 | 0.33794 | 20.6061 | 20.6061 | 0 | 0 | 0 | 0 | 0 | 0 | 0
2014-09-16 01:01 | 1 | 1.64% | 0.33794 | 0.33794 | 20.6061 | 20.6061 | 0 | 0 | 0 | 0 | 0 | 0 | 0
2014-09-16 02:01 | 2 | 1.64% | 0.33794 | 0.33794 | 20.6061 | 20.6061 | 0 | 0 | 0 | 0 | 0 | 0 | 0
2014-09-16 03:01 | 3 | 1.64% | 0.33794 | 0.33794 | 20.6061 | 20.6061 | 0 | 0 | 0 | 0 | 0 | 0 | 0
2014-09-16 04:01 | 4 | 1.64% | 0.33794 | 0.33794 | 20.6061 | 20.6061 | 0 | 0 | 0 | 0 | 0 | 0 | 0
2014-09-16 05:01 | 5 | 1.64% | 0.33794 | 0.33794 | 20.6061 | 20.6061 | 0 | 0 | 0 | 0 | 0 | 0 | 0
2014-09-16 06:01 | 6 | 3.28% | 0.67588 | 0.67588 | 20.6061 | 20.6061 | 0.0004902 | 0.0011765 | 0.0011765 | 0.0011765 | 0.0011765 | 0 | 0
2014-09-16 07:01 | 7 | 4.92% | 1.0138 | 1.0138 | 20.6061 | 20.6061 | 0.040686 | 0.097647 | 0.097647 | 0.097647 | 0.097647 | 0 | 0
2014-09-16 08:01 | 8 | 6.56% | 1.3518 | 1.3518 | 20.6061 | 20.6061 | 0.125 | 0.3 | 0.3 | 0.3 | 0.3 | 0 | 0
2014-09-16 09:01 | 9 | 6.56% | 1.3518 | 1.3518 | 20.6061 | 20.6061 | 0.22353 | 0.53647 | 0.53647 | 0.53647 | 0.53647 | 0 | 0
2014-09-16 10:01 | 10 | 4.92% | 1.0138 | 1.0138 | 20.6061 | 20.6061 | 0.3348 | 0.80353 | 0.80353 | 0.80353 | 0.80353 | 0 | 0
2014-09-16 11:01 | 11 | 3.28% | 0.67588 | 0.67588 | 20.6061 | 20.6061 | 0.33922 | 0.81412 | 0.81412 | 0.67588 | 0.67588 | 0.13824 | 0.13824
2014-09-16 12:01 | 12 | 3.28% | 0.67588 | 0.67588 | 20.6061 | 20.6061 | 0.38775 | 0.93059 | 0.93059 | 0.67588 | 0.67588 | 0.25471 | 0.25471
2014-09-16 13:01 | 13 | 3.28% | 0.67588 | 0.67588 | 20.6061 | 20.6061 | 0.46127 | 1.1071 | 1.1071 | 0.67588 | 0.67588 | 0.43118 | 0.43118
2014-09-16 14:01 | 14 | 3.28% | 0.67588 | 0.67588 | 20.6061 | 20.6061 | 0.36225 | 0.86941 | 0.86941 | 0.67588 | 0.67588 | 0.19353 | 0.19353
2014-09-16 15:01 | 15 | 3.28% | 0.67588 | 0.67588 | 20.6061 | 20.6061 | 0.28922 | 0.69412 | 0.69412 | 0.67588 | 0.67588 | 0.018239 | 0.018239
2014-09-16 16:01 | 16 | 3.28% | 0.67588 | 0.67588 | 20.6061 | 20.6061 | 0.23775 | 0.57059 | 0.57059 | 0.57059 | 0.57059 | 0 | 0
2014-09-16 17:01 | 17 | 4.92% | 1.0138 | 1.0138 | 20.6061 | 20.6061 | 0.085784 | 0.20588 | 0.20588 | 0.20588 | 0.20588 | 0 | 0
2014-09-16 18:01 | 18 | 6.56% | 1.3518 | 1.3518 | 20.6061 | 20.6061 | 0.020098 | 0.048235 | 0.048235 | 0.048235 | 0.048235 | 0 | 0
2014-09-16 19:01 | 19 | 9.84% | 2.0276 | 2.0276 | 20.6061 | 20.6061 | 0.0019608 | 0.0047059 | 0.0047059 | 0.0047059 | 0.0047059 | 0 | 0
2014-09-16 20:01 | 20 | 8.2% | 1.6897 | 1.6897 | 20.6061 | 20.6061 | 0 | 0 | 0 | 0 | 0 | 0 | 0
2014-09-16 21:01 | 21 | 6.56% | 1.3518 | 1.3518 | 20.6061 | 20.6061 | 0 | 0 | 0 | 0 | 0 | 0 | 0
2014-09-16 22:01 | 22 | 4.92% | 1.0138 | 1.0138 | 20.6061 | 20.6061 | 0 | 0 | 0 | 0 | 0 | 0 | 0
2014-09-16 23:01 | 23 | 3.28% | 0.67588 | 0.67588 | 20.6061 | 20.6061 | 0 | 0 | 0 | 0 | 0 | 0 | 0
2014-09-17 00:01 | 24 | 1.64% | 0.33794 | 0.33794 | 20.6061 | 20.6061 | 0 | 0 | 0 | 0 | 0 | 0 | 0
2014-09-17 01:01 | 1 | 1.64% | 0.33794 | 0.33794 | 20.6061 | 20.6061 | 0 | 0 | 0 | 0 | 0 | 0 | 0
2014-09-17 02:01 | 2 | 1.64% | 0.33794 | 0.33794 | 20.6061 | 20.6061 | 0 | 0 | 0 | 0 | 0 | 0 | 0
2014-09-17 03:01 | 3 | 1.64% | 0.33794 | 0.33794 | 20.6061 | 20.6061 | 0 | 0 | 0 | 0 | 0 | 0 | 0
2014-09-17 04:01 | 4 | 1.64% | 0.33794 | 0.33794 | 20.6061 | 20.6061 | 0 | 0 | 0 | 0 | 0 | 0 | 0
2014-09-17 05:01 | 5 | 1.64% | 0.33794 | 0.33794 | 20.6061 | 20.6061 | 0 | 0 | 0 | 0 | 0 | 0 | 0
2014-09-17 06:01 | 6 | 3.28% | 0.67588 | 0.67588 | 20.6061 | 20.6061 | 0.00098039 | 0.0023529 | 0.0023529 | 0.0023529 | 0.0023529 | 0 | 0
2014-09-17 07:01 | 7 | 4.92% | 1.0138 | 1.0138 | 20.6061 | 20.6061 | 0.026961 | 0.064706 | 0.064706 | 0.064706 | 0.064706 | 0 | 0
2014-09-17 08:01 | 8 | 6.56% | 1.3518 | 1.3518 | 20.6061 | 20.6061 | 0.13578 | 0.32588 | 0.32588 | 0.32588 | 0.32588 | 0 | 0
2014-09-17 09:01 | 9 | 6.56% | 1.3518 | 1.3518 | 20.6061 | 20.6061 | 0.2549 | 0.61176 | 0.61176 | 0.61176 | 0.61176 | 0 | 0
2014-09-17 10:01 | 10 | 4.92% | 1.0138 | 1.0138 | 20.6061 | 20.6061 | 0.25147 | 0.60353 | 0.60353 | 0.60353 | 0.60353 | 0 | 0
2014-09-17 11:01 | 11 | 3.28% | 0.67588 | 0.67588 | 20.6061 | 20.6061 | 0.2848 | 0.68353 | 0.68353 | 0.67588 | 0.67588 | 0.0076506 | 0.0076506
2014-09-17 12:01 | 12 | 3.28% | 0.67588 | 0.67588 | 20.6061 | 20.6061 | 0.34608 | 0.83059 | 0.83059 | 0.67588 | 0.67588 | 0.15471 | 0.15471
2014-09-17 13:01 | 13 | 3.28% | 0.67588 | 0.67588 | 20.6061 | 20.6061 | 0.4299 | 1.0318 | 1.0318 | 0.67588 | 0.67588 | 0.35589 | 0.35589
2014-09-17 14:01 | 14 | 3.28% | 0.67588 | 0.67588 | 20.6061 | 20.6061 | 0.3652 | 0.87647 | 0.87647 | 0.67588 | 0.67588 | 0.20059 | 0.20059
2014-09-17 15:01 | 15 | 3.28% | 0.67588 | 0.67588 | 20.6061 | 20.6061 | 0.22598 | 0.54235 | 0.54235 | 0.54235 | 0.54235 | 0 | 0
2014-09-17 16:01 | 16 | 3.28% | 0.67588 | 0.67588 | 20.6061 | 20.6061 | 0.17696 | 0.42471 | 0.42471 | 0.42471 | 0.42471 | 0 | 0
2014-09-17 17:01 | 17 | 4.92% | 1.0138 | 1.0138 | 20.6061 | 20.6061 | 0.10539 | 0.25294 | 0.25294 | 0.25294 | 0.25294 | 0 | 0
2014-09-17 18:01 | 18 | 6.56% | 1.3518 | 1.3518 | 20.6061 | 20.6061 | 0.02451 | 0.058824 | 0.058824 | 0.058824 | 0.058824 | 0 | 0
2014-09-17 19:01 | 19 | 9.84% | 2.0276 | 2.0276 | 20.6061 | 20.6061 | 0.002451 | 0.0058824 | 0.0058824 | 0.0058824 | 0.0058824 | 0 | 0
2014-09-17 20:01 | 20 | 8.2% | 1.6897 | 1.6897 | 20.6061 | 20.6061 | 0 | 0 | 0 | 0 | 0 | 0 | 0
2014-09-17 21:01 | 21 | 6.56% | 1.3518 | 1.3518 | 20.6061 | 20.6061 | 0 | 0 | 0 | 0 | 0 | 0 | 0
2014-09-17 22:01 | 22 | 4.92% | 1.0138 | 1.0138 | 20.6061 | 20.6061 | 0 | 0 | 0 | 0 | 0 | 0 | 0
2014-09-17 23:01 | 23 | 3.28% | 0.67588 | 0.67588 | 20.6061 | 20.6061 | 0 | 0 | 0 | 0 | 0 | 0 | 0
2014-09-18 00:01 | 24 | 1.64% | 0.33794 | 0.33794 | 20.6061 | 20.6061 | 0 | 0 | 0 | 0 | 0 | 0 | 0
2014-09-18 01:01 | 1 | 1.64% | 0.33794 | 0.33794 | 20.6061 | 20.6061 | 0 | 0 | 0 | 0 | 0 | 0 | 0
2014-09-18 02:01 | 2 | 1.64% | 0.33794 | 0.33794 | 20.6061 | 20.6061 | 0 | 0 | 0 | 0 | 0 | 0 | 0
2014-09-18 03:01 | 3 | 1.64% | 0.33794 | 0.33794 | 20.6061 | 20.6061 | 0 | 0 | 0 | 0 | 0 | 0 | 0
2014-09-18 04:01 | 4 | 1.64% | 0.33794 | 0.33794 | 20.6061 | 20.6061 | 0 | 0 | 0 | 0 | 0 | 0 | 0
2014-09-18 05:01 | 5 | 1.64% | 0.33794 | 0.33794 | 20.6061 | 20.6061 | 0 | 0 | 0 | 0 | 0 | 0 | 0
2014-09-18 06:01 | 6 | 3.28% | 0.67588 | 0.67588 | 20.6061 | 20.6061 | 0 | 0 | 0 | 0 | 0 | 0 | 0
2014-09-18 07:01 | 7 | 4.92% | 1.0138 | 1.0138 | 20.6061 | 20.6061 | 0.057353 | 0.13765 | 0.13765 | 0.13765 | 0.13765 | 0 | 0
2014-09-18 08:01 | 8 | 6.56% | 1.3518 | 1.3518 | 20.6061 | 20.6061 | 0.23382 | 0.56118 | 0.56118 | 0.56118 | 0.56118 | 0 | 0
2014-09-18 09:01 | 9 | 6.56% | 1.3518 | 1.3518 | 20.6061 | 20.6061 | 0.28284 | 0.67882 | 0.67882 | 0.67882 | 0.67882 | 0 | 0
2014-09-18 10:01 | 10 | 4.92% | 1.0138 | 1.0138 | 20.6061 | 20.6061 | 0.35245 | 0.84588 | 0.84588 | 0.84588 | 0.84588 | 0 | 0
2014-09-18 11:01 | 11 | 3.28% | 0.67588 | 0.67588 | 20.6061 | 20.6061 | 0.3799 | 0.91176 | 0.91176 | 0.67588 | 0.67588 | 0.23589 | 0.23589
2014-09-18 12:01 | 12 | 3.28% | 0.67588 | 0.67588 | 20.6061 | 20.6061 | 0.37353 | 0.89647 | 0.89647 | 0.67588 | 0.67588 | 0.22059 | 0.22059
2014-09-18 13:01 | 13 | 3.28% | 0.67588 | 0.67588 | 20.6061 | 20.6061 | 0.37941 | 0.91059 | 0.91059 | 0.67588 | 0.67588 | 0.23471 | 0.23471
2014-09-18 14:01 | 14 | 3.28% | 0.67588 | 0.67588 | 20.6061 | 20.6061 | 0.32206 | 0.77294 | 0.77294 | 0.67588 | 0.67588 | 0.097062 | 0.097062
2014-09-18 15:01 | 15 | 3.28% | 0.67588 | 0.67588 | 20.6061 | 20.6061 | 0.28971 | 0.69529 | 0.69529 | 0.67588 | 0.67588 | 0.019415 | 0.019415
2014-09-18 16:01 | 16 | 3.28% | 0.67588 | 0.67588 | 20.6061 | 20.6061 | 0.17843 | 0.42824 | 0.42824 | 0.42824 | 0.42824 | 0 | 0
2014-09-18 17:01 | 17 | 4.92% | 1.0138 | 1.0138 | 20.6061 | 20.6061 | 0.072549 | 0.17412 | 0.17412 | 0.17412 | 0.17412 | 0 | 0
2014-09-18 18:01 | 18 | 6.56% | 1.3518 | 1.3518 | 20.6061 | 20.6061 | 0.016667 | 0.04 | 0.04 | 0.04 | 0.04 | 0 | 0
2014-09-18 19:01 | 19 | 9.84% | 2.0276 | 2.0276 | 20.6061 | 20.6061 | 0.0004902 | 0.0011765 | 0.0011765 | 0.0011765 | 0.0011765 | 0 | 0
2014-09-18 20:01 | 20 | 8.2% | 1.6897 | 1.6897 | 20.6061 | 20.6061 | 0 | 0 | 0 | 0 | 0 | 0 | 0
2014-09-18 21:01 | 21 | 6.56% | 1.3518 | 1.3518 | 20.6061 | 20.6061 | 0 | 0 | 0 | 0 | 0 | 0 | 0
2014-09-18 22:01 | 22 | 4.92% | 1.0138 | 1.0138 | 20.6061 | 20.6061 | 0 | 0 | 0 | 0 | 0 | 0 | 0
2014-09-18 23:01 | 23 | 3.28% | 0.67588 | 0.67588 | 20.6061 | 20.6061 | 0 | 0 | 0 | 0 | 0 | 0 | 0
2014-09-19 00:01 | 24 | 1.64% | 0.33794 | 0.33794 | 20.6061 | 20.6061 | 0 | 0 | 0 | 0 | 0 | 0 | 0
2014-09-19 01:01 | 1 | 1.64% | 0.33794 | 0.33794 | 20.6061 | 20.6061 | 0 | 0 | 0 | 0 | 0 | 0 | 0
2014-09-19 02:01 | 2 | 1.64% | 0.33794 | 0.33794 | 20.6061 | 20.6061 | 0 | 0 | 0 | 0 | 0 | 0 | 0
2014-09-19 03:01 | 3 | 1.64% | 0.33794 | 0.33794 | 20.6061 | 20.6061 | 0 | 0 | 0 | 0 | 0 | 0 | 0
2014-09-19 04:01 | 4 | 1.64% | 0.33794 | 0.33794 | 20.6061 | 20.6061 | 0 | 0 | 0 | 0 | 0 | 0 | 0
2014-09-19 05:01 | 5 | 1.64% | 0.33794 | 0.33794 | 20.6061 | 20.6061 | 0 | 0 | 0 | 0 | 0 | 0 | 0
2014-09-19 06:01 | 6 | 3.28% | 0.67588 | 0.67588 | 20.6061 | 20.6061 | 0 | 0 | 0 | 0 | 0 | 0 | 0
2014-09-19 07:01 | 7 | 4.92% | 1.0138 | 1.0138 | 20.6061 | 20.6061 | 0.045588 | 0.10941 | 0.10941 | 0.10941 | 0.10941 | 0 | 0
2014-09-19 08:01 | 8 | 6.56% | 1.3518 | 1.3518 | 20.6061 | 20.6061 | 0.20539 | 0.49294 | 0.49294 | 0.49294 | 0.49294 | 0 | 0
2014-09-19 09:01 | 9 | 6.56% | 1.3518 | 1.3518 | 20.6061 | 20.6061 | 0.24412 | 0.58588 | 0.58588 | 0.58588 | 0.58588 | 0 | 0
2014-09-19 10:01 | 10 | 4.92% | 1.0138 | 1.0138 | 20.6061 | 20.6061 | 0.31618 | 0.75882 | 0.75882 | 0.75882 | 0.75882 | 0 | 0
2014-09-19 11:01 | 11 | 3.28% | 0.67588 | 0.67588 | 20.6061 | 20.6061 | 0.36765 | 0.88235 | 0.88235 | 0.67588 | 0.67588 | 0.20647 | 0.20647
2014-09-19 12:01 | 12 | 3.28% | 0.67588 | 0.67588 | 20.6061 | 20.6061 | 0.45196 | 1.0847 | 1.0847 | 0.67588 | 0.67588 | 0.40883 | 0.40883
2014-09-19 13:01 | 13 | 3.28% | 0.67588 | 0.67588 | 20.6061 | 20.6061 | 0.38676 | 0.92824 | 0.92824 | 0.67588 | 0.67588 | 0.25236 | 0.25236
2014-09-19 14:01 | 14 | 3.28% | 0.67588 | 0.67588 | 20.6061 | 20.6061 | 0.27255 | 0.65412 | 0.65412 | 0.65412 | 0.65412 | 0 | 0
2014-09-19 15:01 | 15 | 3.28% | 0.67588 | 0.67588 | 20.6061 | 20.6061 | 0.21078 | 0.50588 | 0.50588 | 0.50588 | 0.50588 | 0 | 0
2014-09-19 16:01 | 16 | 3.28% | 0.67588 | 0.67588 | 20.6061 | 20.6061 | 0.1348 | 0.32353 | 0.32353 | 0.32353 | 0.32353 | 0 | 0
2014-09-19 17:01 | 17 | 4.92% | 1.0138 | 1.0138 | 20.6061 | 20.6061 | 0.05 | 0.12 | 0.12 | 0.12 | 0.12 | 0 | 0
2014-09-19 18:01 | 18 | 6.56% | 1.3518 | 1.3518 | 20.6061 | 20.6061 | 0.010294 | 0.024706 | 0.024706 | 0.024706 | 0.024706 | 0 | 0
2014-09-19 19:01 | 19 | 9.84% | 2.0276 | 2.0276 | 20.6061 | 20.6061 | 0.0004902 | 0.0011765 | 0.0011765 | 0.0011765 | 0.0011765 | 0 | 0
2014-09-19 20:01 | 20 | 8.2% | 1.6897 | 1.6897 | 20.6061 | 20.6061 | 0 | 0 | 0 | 0 | 0 | 0 | 0
2014-09-19 21:01 | 21 | 6.56% | 1.3518 | 1.3518 | 20.6061 | 20.6061 | 0 | 0 | 0 | 0 | 0 | 0 | 0
2014-09-19 22:01 | 22 | 4.92% | 1.0138 | 1.0138 | 20.6061 | 20.6061 | 0 | 0 | 0 | 0 | 0 | 0 | 0
2014-09-19 23:01 | 23 | 3.28% | 0.67588 | 0.67588 | 20.6061 | 20.6061 | 0 | 0 | 0 | 0 | 0 | 0 | 0
2014-09-20 00:01 | 24 | 1.64% | 0.33794 | 0.33794 | 20.6061 | 20.6061 | 0 | 0 | 0 | 0 | 0 | 0 | 0
2014-09-20 01:01 | 1 | 1.64% | 0.33794 | 0.33794 | 20.6061 | 20.6061 | 0 | 0 | 0 | 0 | 0 | 0 | 0
2014-09-20 02:01 | 2 | 1.64% | 0.33794 | 0.33794 | 20.6061 | 20.6061 | 0 | 0 | 0 | 0 | 0 | 0 | 0
2014-09-20 03:01 | 3 | 1.64% | 0.33794 | 0.33794 | 20.6061 | 20.6061 | 0 | 0 | 0 | 0 | 0 | 0 | 0
2014-09-20 04:01 | 4 | 1.64% | 0.33794 | 0.33794 | 20.6061 | 20.6061 | 0 | 0 | 0 | 0 | 0 | 0 | 0
2014-09-20 05:01 | 5 | 1.64% | 0.33794 | 0.33794 | 20.6061 | 20.6061 | 0 | 0 | 0 | 0 | 0 | 0 | 0
2014-09-20 06:01 | 6 | 3.28% | 0.67588 | 0.67588 | 20.6061 | 20.6061 | 0 | 0 | 0 | 0 | 0 | 0 | 0
2014-09-20 07:01 | 7 | 4.92% | 1.0138 | 1.0138 | 20.6061 | 20.6061 | 0.067647 | 0.16235 | 0.16235 | 0.16235 | 0.16235 | 0 | 0
2014-09-20 08:01 | 8 | 6.56% | 1.3518 | 1.3518 | 20.6061 | 20.6061 | 0.22892 | 0.54941 | 0.54941 | 0.54941 | 0.54941 | 0 | 0
2014-09-20 09:01 | 9 | 6.56% | 1.3518 | 1.3518 | 20.6061 | 20.6061 | 0.25441 | 0.61059 | 0.61059 | 0.61059 | 0.61059 | 0 | 0
2014-09-20 10:01 | 10 | 4.92% | 1.0138 | 1.0138 | 20.6061 | 20.6061 | 0.39706 | 0.95294 | 0.95294 | 0.95294 | 0.95294 | 0 | 0
2014-09-20 11:01 | 11 | 3.28% | 0.67588 | 0.67588 | 20.6061 | 20.6061 | 0.45245 | 1.0859 | 1.0859 | 0.67588 | 0.67588 | 0.41 | 0.41
2014-09-20 12:01 | 12 | 3.28% | 0.67588 | 0.67588 | 20.6061 | 20.6061 | 0.44461 | 1.0671 | 1.0671 | 0.67588 | 0.67588 | 0.39118 | 0.39118
2014-09-20 13:01 | 13 | 3.28% | 0.67588 | 0.67588 | 20.6061 | 20.6061 | 0.37598 | 0.90235 | 0.90235 | 0.67588 | 0.67588 | 0.22647 | 0.22647
2014-09-20 14:01 | 14 | 3.28% | 0.67588 | 0.67588 | 20.6061 | 20.6061 | 0.32108 | 0.77059 | 0.77059 | 0.67588 | 0.67588 | 0.094709 | 0.094709
2014-09-20 15:01 | 15 | 3.28% | 0.67588 | 0.67588 | 20.6061 | 20.6061 | 0.24608 | 0.59059 | 0.59059 | 0.59059 | 0.59059 | 0 | 0
2014-09-20 16:01 | 16 | 3.28% | 0.67588 | 0.67588 | 20.6061 | 20.6061 | 0.15686 | 0.37647 | 0.37647 | 0.37647 | 0.37647 | 0 | 0
2014-09-20 17:01 | 17 | 4.92% | 1.0138 | 1.0138 | 20.6061 | 20.6061 | 0.069608 | 0.16706 | 0.16706 | 0.16706 | 0.16706 | 0 | 0
2014-09-20 18:01 | 18 | 6.56% | 1.3518 | 1.3518 | 20.6061 | 20.6061 | 0.013725 | 0.032941 | 0.032941 | 0.032941 | 0.032941 | 0 | 0
2014-09-20 19:01 | 19 | 9.84% | 2.0276 | 2.0276 | 20.6061 | 20.6061 | 0.0029412 | 0.0070588 | 0.0070588 | 0.0070588 | 0.0070588 | 0 | 0
2014-09-20 20:01 | 20 | 8.2% | 1.6897 | 1.6897 | 20.6061 | 20.6061 | 0 | 0 | 0 | 0 | 0 | 0 | 0
2014-09-20 21:01 | 21 | 6.56% | 1.3518 | 1.3518 | 20.6061 | 20.6061 | 0 | 0 | 0 | 0 | 0 | 0 | 0
2014-09-20 22:01 | 22 | 4.92% | 1.0138 | 1.0138 | 20.6061 | 20.6061 | 0 | 0 | 0 | 0 | 0 | 0 | 0
2014-09-20 23:01 | 23 | 3.28% | 0.67588 | 0.67588 | 20.6061 | 20.6061 | 0 | 0 | 0 | 0 | 0 | 0 | 0
2014-09-21 00:01 | 24 | 1.64% | 0.33794 | 0.33794 | 20.6061 | 20.6061 | 0 | 0 | 0 | 0 | 0 | 0 | 0
2014-09-21 01:01 | 1 | 1.64% | 0.33794 | 0.33794 | 20.6061 | 20.6061 | 0 | 0 | 0 | 0 | 0 | 0 | 0
2014-09-21 02:01 | 2 | 1.64% | 0.33794 | 0.33794 | 20.6061 | 20.6061 | 0 | 0 | 0 | 0 | 0 | 0 | 0
2014-09-21 03:01 | 3 | 1.64% | 0.33794 | 0.33794 | 20.6061 | 20.6061 | 0 | 0 | 0 | 0 | 0 | 0 | 0
2014-09-21 04:01 | 4 | 1.64% | 0.33794 | 0.33794 | 20.6061 | 20.6061 | 0 | 0 | 0 | 0 | 0 | 0 | 0
2014-09-21 05:01 | 5 | 1.64% | 0.33794 | 0.33794 | 20.6061 | 20.6061 | 0 | 0 | 0 | 0 | 0 | 0 | 0
2014-09-21 06:01 | 6 | 3.28% | 0.67588 | 0.67588 | 20.6061 | 20.6061 | 0 | 0 | 0 | 0 | 0 | 0 | 0
2014-09-21 07:01 | 7 | 4.92% | 1.0138 | 1.0138 | 20.6061 | 20.6061 | 0.067157 | 0.16118 | 0.16118 | 0.16118 | 0.16118 | 0 | 0
2014-09-21 08:01 | 8 | 6.56% | 1.3518 | 1.3518 | 20.6061 | 20.6061 | 0.30196 | 0.72471 | 0.72471 | 0.72471 | 0.72471 | 0 | 0
2014-09-21 09:01 | 9 | 6.56% | 1.3518 | 1.3518 | 20.6061 | 20.6061 | 0.33039 | 0.79294 | 0.79294 | 0.79294 | 0.79294 | 0 | 0
2014-09-21 10:01 | 10 | 4.92% | 1.0138 | 1.0138 | 20.6061 | 20.6061 | 0.46716 | 1.1212 | 1.1212 | 1.0138 | 1.0138 | 0.10736 | 0.10736
2014-09-21 11:01 | 11 | 3.28% | 0.67588 | 0.67588 | 20.6061 | 20.6061 | 0.41912 | 1.0059 | 1.0059 | 0.67588 | 0.67588 | 0.33 | 0.33
2014-09-21 12:01 | 12 | 3.28% | 0.67588 | 0.67588 | 20.6061 | 20.6061 | 0.51127 | 1.2271 | 1.2271 | 0.67588 | 0.67588 | 0.55118 | 0.55118
2014-09-21 13:01 | 13 | 3.28% | 0.67588 | 0.67588 | 20.6061 | 20.6061 | 0.53578 | 1.2859 | 1.2859 | 0.67588 | 0.67588 | 0.61 | 0.61
2014-09-21 14:01 | 14 | 3.28% | 0.67588 | 0.67588 | 20.6061 | 20.6061 | 0.48186 | 1.1565 | 1.1565 | 0.67588 | 0.67588 | 0.48059 | 0.48059
2014-09-21 15:01 | 15 | 3.28% | 0.67588 | 0.67588 | 20.6061 | 20.6061 | 0.26225 | 0.62941 | 0.62941 | 0.62941 | 0.62941 | 0 | 0
2014-09-21 16:01 | 16 | 3.28% | 0.67588 | 0.67588 | 20.6061 | 20.6061 | 0.15686 | 0.37647 | 0.37647 | 0.37647 | 0.37647 | 0 | 0
2014-09-21 17:01 | 17 | 4.92% | 1.0138 | 1.0138 | 20.6061 | 20.6061 | 0.057843 | 0.13882 | 0.13882 | 0.13882 | 0.13882 | 0 | 0
2014-09-21 18:01 | 18 | 6.56% | 1.3518 | 1.3518 | 20.6061 | 20.6061 | 0.013235 | 0.031765 | 0.031765 | 0.031765 | 0.031765 | 0 | 0
2014-09-21 19:01 | 19 | 9.84% | 2.0276 | 2.0276 | 20.6061 | 20.6061 | 0.0014706 | 0.0035294 | 0.0035294 | 0.0035294 | 0.0035294 | 0 | 0
2014-09-21 20:01 | 20 | 8.2% | 1.6897 | 1.6897 | 20.6061 | 20.6061 | 0 | 0 | 0 | 0 | 0 | 0 | 0
2014-09-21 21:01 | 21 | 6.56% | 1.3518 | 1.3518 | 20.6061 | 20.6061 | 0 | 0 | 0 | 0 | 0 | 0 | 0
2014-09-21 22:01 | 22 | 4.92% | 1.0138 | 1.0138 | 20.6061 | 20.6061 | 0 | 0 | 0 | 0 | 0 | 0 | 0
2014-09-21 23:01 | 23 | 3.28% | 0.67588 | 0.67588 | 20.6061 | 20.6061 | 0 | 0 | 0 | 0 | 0 | 0 | 0
2014-09-22 00:01 | 24 | 1.64% | 0.33794 | 0.33794 | 20.6061 | 20.6061 | 0 | 0 | 0 | 0 | 0 | 0 | 0
2014-09-22 01:01 | 1 | 1.64% | 0.33794 | 0.33794 | 20.6061 | 20.6061 | 0 | 0 | 0 | 0 | 0 | 0 | 0
2014-09-22 02:01 | 2 | 1.64% | 0.33794 | 0.33794 | 20.6061 | 20.6061 | 0 | 0 | 0 | 0 | 0 | 0 | 0
2014-09-22 03:01 | 3 | 1.64% | 0.33794 | 0.33794 | 20.6061 | 20.6061 | 0 | 0 | 0 | 0 | 0 | 0 | 0
2014-09-22 04:01 | 4 | 1.64% | 0.33794 | 0.33794 | 20.6061 | 20.6061 | 0 | 0 | 0 | 0 | 0 | 0 | 0
2014-09-22 05:01 | 5 | 1.64% | 0.33794 | 0.33794 | 20.6061 | 20.6061 | 0 | 0 | 0 | 0 | 0 | 0 | 0
2014-09-22 06:01 | 6 | 3.28% | 0.67588 | 0.67588 | 20.6061 | 20.6061 | 0 | 0 | 0 | 0 | 0 | 0 | 0
2014-09-22 07:01 | 7 | 4.92% | 1.0138 | 1.0138 | 20.6061 | 20.6061 | 0.026471 | 0.063529 | 0.063529 | 0.063529 | 0.063529 | 0 | 0
2014-09-22 08:01 | 8 | 6.56% | 1.3518 | 1.3518 | 20.6061 | 20.6061 | 0.14657 | 0.35176 | 0.35176 | 0.35176 | 0.35176 | 0 | 0
2014-09-22 09:01 | 9 | 6.56% | 1.3518 | 1.3518 | 20.6061 | 20.6061 | 0.29069 | 0.69765 | 0.69765 | 0.69765 | 0.69765 | 0 | 0
2014-09-22 10:01 | 10 | 4.92% | 1.0138 | 1.0138 | 20.6061 | 20.6061 | 0.41422 | 0.99412 | 0.99412 | 0.99412 | 0.99412 | 0 | 0
2014-09-22 11:01 | 11 | 3.28% | 0.67588 | 0.67588 | 20.6061 | 20.6061 | 0.51373 | 1.2329 | 1.2329 | 0.67588 | 0.67588 | 0.55706 | 0.55706
2014-09-22 12:01 | 12 | 3.28% | 0.67588 | 0.67588 | 20.6061 | 20.6061 | 0.55931 | 1.3424 | 1.3424 | 0.67588 | 0.67588 | 0.66647 | 0.66647
2014-09-22 13:01 | 13 | 3.28% | 0.67588 | 0.67588 | 20.6061 | 20.6061 | 0.50294 | 1.2071 | 1.2071 | 0.67588 | 0.67588 | 0.53118 | 0.53118
2014-09-22 14:01 | 14 | 3.28% | 0.67588 | 0.67588 | 20.6061 | 20.6061 | 0.42157 | 1.0118 | 1.0118 | 0.67588 | 0.67588 | 0.33589 | 0.33589
2014-09-22 15:01 | 15 | 3.28% | 0.67588 | 0.67588 | 20.6061 | 20.6061 | 0.31324 | 0.75176 | 0.75176 | 0.67588 | 0.67588 | 0.075886 | 0.075886
2014-09-22 16:01 | 16 | 3.28% | 0.67588 | 0.67588 | 20.6061 | 20.6061 | 0.15882 | 0.38118 | 0.38118 | 0.38118 | 0.38118 | 0 | 0
2014-09-22 17:01 | 17 | 4.92% | 1.0138 | 1.0138 | 20.6061 | 20.6061 | 0.085294 | 0.20471 | 0.20471 | 0.20471 | 0.20471 | 0 | 0
2014-09-22 18:01 | 18 | 6.56% | 1.3518 | 1.3518 | 20.6061 | 20.6061 | 0.018627 | 0.044706 | 0.044706 | 0.044706 | 0.044706 | 0 | 0
2014-09-22 19:01 | 19 | 9.84% | 2.0276 | 2.0276 | 20.6061 | 20.6061 | 0.0019608 | 0.0047059 | 0.0047059 | 0.0047059 | 0.0047059 | 0 | 0
2014-09-22 20:01 | 20 | 8.2% | 1.6897 | 1.6897 | 20.6061 | 20.6061 | 0 | 0 | 0 | 0 | 0 | 0 | 0
2014-09-22 21:01 | 21 | 6.56% | 1.3518 | 1.3518 | 20.6061 | 20.6061 | 0 | 0 | 0 | 0 | 0 | 0 | 0
2014-09-22 22:01 | 22 | 4.92% | 1.0138 | 1.0138 | 20.6061 | 20.6061 | 0 | 0 | 0 | 0 | 0 | 0 | 0
2014-09-22 23:01 | 23 | 3.28% | 0.67588 | 0.67588 | 20.6061 | 20.6061 | 0 | 0 | 0 | 0 | 0 | 0 | 0
2014-09-23 00:01 | 24 | 1.64% | 0.33794 | 0.33794 | 20.6061 | 20.6061 | 0 | 0 | 0 | 0 | 0 | 0 | 0
2014-09-23 01:01 | 1 | 1.64% | 0.33794 | 0.33794 | 20.6061 | 20.6061 | 0 | 0 | 0 | 0 | 0 | 0 | 0
2014-09-23 02:01 | 2 | 1.64% | 0.33794 | 0.33794 | 20.6061 | 20.6061 | 0 | 0 | 0 | 0 | 0 | 0 | 0
2014-09-23 03:01 | 3 | 1.64% | 0.33794 | 0.33794 | 20.6061 | 20.6061 | 0 | 0 | 0 | 0 | 0 | 0 | 0
2014-09-23 04:01 | 4 | 1.64% | 0.33794 | 0.33794 | 20.6061 | 20.6061 | 0 | 0 | 0 | 0 | 0 | 0 | 0
2014-09-23 05:01 | 5 | 1.64% | 0.33794 | 0.33794 | 20.6061 | 20.6061 | 0 | 0 | 0 | 0 | 0 | 0 | 0
2014-09-23 06:01 | 6 | 3.28% | 0.67588 | 0.67588 | 20.6061 | 20.6061 | 0 | 0 | 0 | 0 | 0 | 0 | 0
2014-09-23 07:01 | 7 | 4.92% | 1.0138 | 1.0138 | 20.6061 | 20.6061 | 0.019118 | 0.045882 | 0.045882 | 0.045882 | 0.045882 | 0 | 0
2014-09-23 08:01 | 8 | 6.56% | 1.3518 | 1.3518 | 20.6061 | 20.6061 | 0.10882 | 0.26118 | 0.26118 | 0.26118 | 0.26118 | 0 | 0
2014-09-23 09:01 | 9 | 6.56% | 1.3518 | 1.3518 | 20.6061 | 20.6061 | 0.17206 | 0.41294 | 0.41294 | 0.41294 | 0.41294 | 0 | 0
2014-09-23 10:01 | 10 | 4.92% | 1.0138 | 1.0138 | 20.6061 | 20.6061 | 0.21471 | 0.51529 | 0.51529 | 0.51529 | 0.51529 | 0 | 0
2014-09-23 11:01 | 11 | 3.28% | 0.67588 | 0.67588 | 20.6061 | 20.6061 | 0.26275 | 0.63059 | 0.63059 | 0.63059 | 0.63059 | 0 | 0
2014-09-23 12:01 | 12 | 3.28% | 0.67588 | 0.67588 | 20.6061 | 20.6061 | 0.39216 | 0.94118 | 0.94118 | 0.67588 | 0.67588 | 0.2653 | 0.2653
2014-09-23 13:01 | 13 | 3.28% | 0.67588 | 0.67588 | 20.6061 | 20.6061 | 0.42549 | 1.0212 | 1.0212 | 0.67588 | 0.67588 | 0.3453 | 0.3453
2014-09-23 14:01 | 14 | 3.28% | 0.67588 | 0.67588 | 20.6061 | 20.6061 | 0.33382 | 0.80118 | 0.80118 | 0.67588 | 0.67588 | 0.1253 | 0.1253
2014-09-23 15:01 | 15 | 3.28% | 0.67588 | 0.67588 | 20.6061 | 20.6061 | 0.23725 | 0.56941 | 0.56941 | 0.56941 | 0.56941 | 0 | 0
2014-09-23 16:01 | 16 | 3.28% | 0.67588 | 0.67588 | 20.6061 | 20.6061 | 0.12892 | 0.30941 | 0.30941 | 0.30941 | 0.30941 | 0 | 0
2014-09-23 17:01 | 17 | 4.92% | 1.0138 | 1.0138 | 20.6061 | 20.6061 | 0.039706 | 0.095294 | 0.095294 | 0.095294 | 0.095294 | 0 | 0
2014-09-23 18:01 | 18 | 6.56% | 1.3518 | 1.3518 | 20.6061 | 20.6061 | 0.0078431 | 0.018824 | 0.018824 | 0.018824 | 0.018824 | 0 | 0
2014-09-23 19:01 | 19 | 9.84% | 2.0276 | 2.0276 | 20.6061 | 20.6061 | 0.0004902 | 0.0011765 | 0.0011765 | 0.0011765 | 0.0011765 | 0 | 0
2014-09-23 20:01 | 20 | 8.2% | 1.6897 | 1.6897 | 20.6061 | 20.6061 | 0 | 0 | 0 | 0 | 0 | 0 | 0
2014-09-23 21:01 | 21 | 6.56% | 1.3518 | 1.3518 | 20.6061 | 20.6061 | 0 | 0 | 0 | 0 | 0 | 0 | 0
2014-09-23 22:01 | 22 | 4.92% | 1.0138 | 1.0138 | 20.6061 | 20.6061 | 0 | 0 | 0 | 0 | 0 | 0 | 0
2014-09-23 23:01 | 23 | 3.28% | 0.67588 | 0.67588 | 20.6061 | 20.6061 | 0 | 0 | 0 | 0 | 0 | 0 | 0
2014-09-24 00:01 | 24 | 1.64% | 0.33794 | 0.33794 | 20.6061 | 20.6061 | 0 | 0 | 0 | 0 | 0 | 0 | 0
2014-09-24 01:01 | 1 | 1.64% | 0.33794 | 0.33794 | 20.6061 | 20.6061 | 0 | 0 | 0 | 0 | 0 | 0 | 0
2014-09-24 02:01 | 2 | 1.64% | 0.33794 | 0.33794 | 20.6061 | 20.6061 | 0 | 0 | 0 | 0 | 0 | 0 | 0
2014-09-24 03:01 | 3 | 1.64% | 0.33794 | 0.33794 | 20.6061 | 20.6061 | 0 | 0 | 0 | 0 | 0 | 0 | 0
2014-09-24 04:01 | 4 | 1.64% | 0.33794 | 0.33794 | 20.6061 | 20.6061 | 0 | 0 | 0 | 0 | 0 | 0 | 0
2014-09-24 05:01 | 5 | 1.64% | 0.33794 | 0.33794 | 20.6061 | 20.6061 | 0 | 0 | 0 | 0 | 0 | 0 | 0
2014-09-24 06:01 | 6 | 3.28% | 0.67588 | 0.67588 | 20.6061 | 20.6061 | 0 | 0 | 0 | 0 | 0 | 0 | 0
2014-09-24 07:01 | 7 | 4.92% | 1.0138 | 1.0138 | 20.6061 | 20.6061 | 0.0083333 | 0.02 | 0.02 | 0.02 | 0.02 | 0 | 0
2014-09-24 08:01 | 8 | 6.56% | 1.3518 | 1.3518 | 20.6061 | 20.6061 | 0.080882 | 0.19412 | 0.19412 | 0.19412 | 0.19412 | 0 | 0
2014-09-24 09:01 | 9 | 6.56% | 1.3518 | 1.3518 | 20.6061 | 20.6061 | 0.18775 | 0.45059 | 0.45059 | 0.45059 | 0.45059 | 0 | 0
2014-09-24 10:01 | 10 | 4.92% | 1.0138 | 1.0138 | 20.6061 | 20.6061 | 0.23431 | 0.56235 | 0.56235 | 0.56235 | 0.56235 | 0 | 0
2014-09-24 11:01 | 11 | 3.28% | 0.67588 | 0.67588 | 20.6061 | 20.6061 | 0.19069 | 0.45765 | 0.45765 | 0.45765 | 0.45765 | 0 | 0
2014-09-24 12:01 | 12 | 3.28% | 0.67588 | 0.67588 | 20.6061 | 20.6061 | 0.27059 | 0.64941 | 0.64941 | 0.64941 | 0.64941 | 0 | 0
2014-09-24 13:01 | 13 | 3.28% | 0.67588 | 0.67588 | 20.6061 | 20.6061 | 0.34461 | 0.82706 | 0.82706 | 0.67588 | 0.67588 | 0.15118 | 0.15118
2014-09-24 14:01 | 14 | 3.28% | 0.67588 | 0.67588 | 20.6061 | 20.6061 | 0.34314 | 0.82353 | 0.82353 | 0.67588 | 0.67588 | 0.14765 | 0.14765
2014-09-24 15:01 | 15 | 3.28% | 0.67588 | 0.67588 | 20.6061 | 20.6061 | 0.2701 | 0.64824 | 0.64824 | 0.64824 | 0.64824 | 0 | 0
2014-09-24 16:01 | 16 | 3.28% | 0.67588 | 0.67588 | 20.6061 | 20.6061 | 0.19902 | 0.47765 | 0.47765 | 0.47765 | 0.47765 | 0 | 0
2014-09-24 17:01 | 17 | 4.92% | 1.0138 | 1.0138 | 20.6061 | 20.6061 | 0.067647 | 0.16235 | 0.16235 | 0.16235 | 0.16235 | 0 | 0
2014-09-24 18:01 | 18 | 6.56% | 1.3518 | 1.3518 | 20.6061 | 20.6061 | 0.015196 | 0.036471 | 0.036471 | 0.036471 | 0.036471 | 0 | 0
2014-09-24 19:01 | 19 | 9.84% | 2.0276 | 2.0276 | 20.6061 | 20.6061 | 0.0014706 | 0.0035294 | 0.0035294 | 0.0035294 | 0.0035294 | 0 | 0
2014-09-24 20:01 | 20 | 8.2% | 1.6897 | 1.6897 | 20.6061 | 20.6061 | 0 | 0 | 0 | 0 | 0 | 0 | 0
2014-09-24 21:01 | 21 | 6.56% | 1.3518 | 1.3518 | 20.6061 | 20.6061 | 0 | 0 | 0 | 0 | 0 | 0 | 0
2014-09-24 22:01 | 22 | 4.92% | 1.0138 | 1.0138 | 20.6061 | 20.6061 | 0 | 0 | 0 | 0 | 0 | 0 | 0
2014-09-24 23:01 | 23 | 3.28% | 0.67588 | 0.67588 | 20.6061 | 20.6061 | 0 | 0 | 0 | 0 | 0 | 0 | 0
2014-09-25 00:01 | 24 | 1.64% | 0.33794 | 0.33794 | 20.6061 | 20.6061 | 0 | 0 | 0 | 0 | 0 | 0 | 0
2014-09-25 01:01 | 1 | 1.64% | 0.33794 | 0.33794 | 20.6061 | 20.6061 | 0 | 0 | 0 | 0 | 0 | 0 | 0
2014-09-25 02:01 | 2 | 1.64% | 0.33794 | 0.33794 | 20.6061 | 20.6061 | 0 | 0 | 0 | 0 | 0 | 0 | 0
2014-09-25 03:01 | 3 | 1.64% | 0.33794 | 0.33794 | 20.6061 | 20.6061 | 0 | 0 | 0 | 0 | 0 | 0 | 0
2014-09-25 04:01 | 4 | 1.64% | 0.33794 | 0.33794 | 20.6061 | 20.6061 | 0 | 0 | 0 | 0 | 0 | 0 | 0
2014-09-25 05:01 | 5 | 1.64% | 0.33794 | 0.33794 | 20.6061 | 20.6061 | 0 | 0 | 0 | 0 | 0 | 0 | 0
2014-09-25 06:01 | 6 | 3.28% | 0.67588 | 0.67588 | 20.6061 | 20.6061 | 0 | 0 | 0 | 0 | 0 | 0 | 0
2014-09-25 07:01 | 7 | 4.92% | 1.0138 | 1.0138 | 20.6061 | 20.6061 | 0.029902 | 0.071765 | 0.071765 | 0.071765 | 0.071765 | 0 | 0
2014-09-25 08:01 | 8 | 6.56% | 1.3518 | 1.3518 | 20.6061 | 20.6061 | 0.23775 | 0.57059 | 0.57059 | 0.57059 | 0.57059 | 0 | 0
2014-09-25 09:01 | 9 | 6.56% | 1.3518 | 1.3518 | 20.6061 | 20.6061 | 0.36324 | 0.87176 | 0.87176 | 0.87176 | 0.87176 | 0 | 0
2014-09-25 10:01 | 10 | 4.92% | 1.0138 | 1.0138 | 20.6061 | 20.6061 | 0.3201 | 0.76824 | 0.76824 | 0.76824 | 0.76824 | 0 | 0
2014-09-25 11:01 | 11 | 3.28% | 0.67588 | 0.67588 | 20.6061 | 20.6061 | 0.36765 | 0.88235 | 0.88235 | 0.67588 | 0.67588 | 0.20647 | 0.20647
2014-09-25 12:01 | 12 | 3.28% | 0.67588 | 0.67588 | 20.6061 | 20.6061 | 0.39216 | 0.94118 | 0.94118 | 0.67588 | 0.67588 | 0.2653 | 0.2653
2014-09-25 13:01 | 13 | 3.28% | 0.67588 | 0.67588 | 20.6061 | 20.6061 | 0.19706 | 0.47294 | 0.47294 | 0.47294 | 0.47294 | 0 | 0
2014-09-25 14:01 | 14 | 3.28% | 0.67588 | 0.67588 | 20.6061 | 20.6061 | 0.15196 | 0.36471 | 0.36471 | 0.36471 | 0.36471 | 0 | 0
2014-09-25 15:01 | 15 | 3.28% | 0.67588 | 0.67588 | 20.6061 | 20.6061 | 0.093137 | 0.22353 | 0.22353 | 0.22353 | 0.22353 | 0 | 0
2014-09-25 16:01 | 16 | 3.28% | 0.67588 | 0.67588 | 20.6061 | 20.6061 | 0.088725 | 0.21294 | 0.21294 | 0.21294 | 0.21294 | 0 | 0
2014-09-25 17:01 | 17 | 4.92% | 1.0138 | 1.0138 | 20.6061 | 20.6061 | 0.048039 | 0.11529 | 0.11529 | 0.11529 | 0.11529 | 0 | 0
2014-09-25 18:01 | 18 | 6.56% | 1.3518 | 1.3518 | 20.6061 | 20.6061 | 0.0073529 | 0.017647 | 0.017647 | 0.017647 | 0.017647 | 0 | 0
2014-09-25 19:01 | 19 | 9.84% | 2.0276 | 2.0276 | 20.6061 | 20.6061 | 0.0004902 | 0.0011765 | 0.0011765 | 0.0011765 | 0.0011765 | 0 | 0
2014-09-25 20:01 | 20 | 8.2% | 1.6897 | 1.6897 | 20.6061 | 20.6061 | 0 | 0 | 0 | 0 | 0 | 0 | 0
2014-09-25 21:01 | 21 | 6.56% | 1.3518 | 1.3518 | 20.6061 | 20.6061 | 0 | 0 | 0 | 0 | 0 | 0 | 0
2014-09-25 22:01 | 22 | 4.92% | 1.0138 | 1.0138 | 20.6061 | 20.6061 | 0 | 0 | 0 | 0 | 0 | 0 | 0
2014-09-25 23:01 | 23 | 3.28% | 0.67588 | 0.67588 | 20.6061 | 20.6061 | 0 | 0 | 0 | 0 | 0 | 0 | 0
2014-09-26 00:01 | 24 | 1.64% | 0.33794 | 0.33794 | 20.6061 | 20.6061 | 0 | 0 | 0 | 0 | 0 | 0 | 0
2014-09-26 01:01 | 1 | 1.64% | 0.33794 | 0.33794 | 20.6061 | 20.6061 | 0 | 0 | 0 | 0 | 0 | 0 | 0
2014-09-26 02:01 | 2 | 1.64% | 0.33794 | 0.33794 | 20.6061 | 20.6061 | 0 | 0 | 0 | 0 | 0 | 0 | 0
2014-09-26 03:01 | 3 | 1.64% | 0.33794 | 0.33794 | 20.6061 | 20.6061 | 0 | 0 | 0 | 0 | 0 | 0 | 0
2014-09-26 04:01 | 4 | 1.64% | 0.33794 | 0.33794 | 20.6061 | 20.6061 | 0 | 0 | 0 | 0 | 0 | 0 | 0
2014-09-26 05:01 | 5 | 1.64% | 0.33794 | 0.33794 | 20.6061 | 20.6061 | 0 | 0 | 0 | 0 | 0 | 0 | 0
2014-09-26 06:01 | 6 | 3.28% | 0.67588 | 0.67588 | 20.6061 | 20.6061 | 0 | 0 | 0 | 0 | 0 | 0 | 0
2014-09-26 07:01 | 7 | 4.92% | 1.0138 | 1.0138 | 20.6061 | 20.6061 | 0.030882 | 0.074118 | 0.074118 | 0.074118 | 0.074118 | 0 | 0
2014-09-26 08:01 | 8 | 6.56% | 1.3518 | 1.3518 | 20.6061 | 20.6061 | 0.28088 | 0.67412 | 0.67412 | 0.67412 | 0.67412 | 0 | 0
2014-09-26 09:01 | 9 | 6.56% | 1.3518 | 1.3518 | 20.6061 | 20.6061 | 0.53186 | 1.2765 | 1.2765 | 1.2765 | 1.2765 | 0 | 0
2014-09-26 10:01 | 10 | 4.92% | 1.0138 | 1.0138 | 20.6061 | 20.6061 | 0.58971 | 1.4153 | 1.4153 | 1.0138 | 1.0138 | 0.40148 | 0.40148
2014-09-26 11:01 | 11 | 3.28% | 0.67588 | 0.67588 | 20.6061 | 20.6061 | 0.52206 | 1.2529 | 1.2529 | 0.67588 | 0.67588 | 0.57706 | 0.57706
2014-09-26 12:01 | 12 | 3.28% | 0.67588 | 0.67588 | 20.6061 | 20.6061 | 0.43725 | 1.0494 | 1.0494 | 0.67588 | 0.67588 | 0.37353 | 0.37353
2014-09-26 13:01 | 13 | 3.28% | 0.67588 | 0.67588 | 20.6061 | 20.6061 | 0.37206 | 0.89294 | 0.89294 | 0.67588 | 0.67588 | 0.21706 | 0.21706
2014-09-26 14:01 | 14 | 3.28% | 0.67588 | 0.67588 | 20.6061 | 20.6061 | 0.18088 | 0.43412 | 0.43412 | 0.43412 | 0.43412 | 0 | 0
2014-09-26 15:01 | 15 | 3.28% | 0.67588 | 0.67588 | 20.6061 | 20.6061 | 0.14314 | 0.34353 | 0.34353 | 0.34353 | 0.34353 | 0 | 0
2014-09-26 16:01 | 16 | 3.28% | 0.67588 | 0.67588 | 20.6061 | 20.6061 | 0.15735 | 0.37765 | 0.37765 | 0.37765 | 0.37765 | 0 | 0
2014-09-26 17:01 | 17 | 4.92% | 1.0138 | 1.0138 | 20.6061 | 20.6061 | 0.032843 | 0.078824 | 0.078824 | 0.078824 | 0.078824 | 0 | 0
2014-09-26 18:01 | 18 | 6.56% | 1.3518 | 1.3518 | 20.6061 | 20.6061 | 0.015686 | 0.037647 | 0.037647 | 0.037647 | 0.037647 | 0 | 0
2014-09-26 19:01 | 19 | 9.84% | 2.0276 | 2.0276 | 20.6061 | 20.6061 | 0.00098039 | 0.0023529 | 0.0023529 | 0.0023529 | 0.0023529 | 0 | 0
2014-09-26 20:01 | 20 | 8.2% | 1.6897 | 1.6897 | 20.6061 | 20.6061 | 0 | 0 | 0 | 0 | 0 | 0 | 0
2014-09-26 21:01 | 21 | 6.56% | 1.3518 | 1.3518 | 20.6061 | 20.6061 | 0 | 0 | 0 | 0 | 0 | 0 | 0
2014-09-26 22:01 | 22 | 4.92% | 1.0138 | 1.0138 | 20.6061 | 20.6061 | 0 | 0 | 0 | 0 | 0 | 0 | 0
2014-09-26 23:01 | 23 | 3.28% | 0.67588 | 0.67588 | 20.6061 | 20.6061 | 0 | 0 | 0 | 0 | 0 | 0 | 0
2014-09-27 00:01 | 24 | 1.64% | 0.33794 | 0.33794 | 20.6061 | 20.6061 | 0 | 0 | 0 | 0 | 0 | 0 | 0
2014-09-27 01:01 | 1 | 1.64% | 0.33794 | 0.33794 | 20.6061 | 20.6061 | 0 | 0 | 0 | 0 | 0 | 0 | 0
2014-09-27 02:01 | 2 | 1.64% | 0.33794 | 0.33794 | 20.6061 | 20.6061 | 0 | 0 | 0 | 0 | 0 | 0 | 0
2014-09-27 03:01 | 3 | 1.64% | 0.33794 | 0.33794 | 20.6061 | 20.6061 | 0 | 0 | 0 | 0 | 0 | 0 | 0
2014-09-27 04:01 | 4 | 1.64% | 0.33794 | 0.33794 | 20.6061 | 20.6061 | 0 | 0 | 0 | 0 | 0 | 0 | 0
2014-09-27 05:01 | 5 | 1.64% | 0.33794 | 0.33794 | 20.6061 | 20.6061 | 0 | 0 | 0 | 0 | 0 | 0 | 0
2014-09-27 06:01 | 6 | 3.28% | 0.67588 | 0.67588 | 20.6061 | 20.6061 | 0 | 0 | 0 | 0 | 0 | 0 | 0
2014-09-27 07:01 | 7 | 4.92% | 1.0138 | 1.0138 | 20.6061 | 20.6061 | 0.012745 | 0.030588 | 0.030588 | 0.030588 | 0.030588 | 0 | 0
2014-09-27 08:01 | 8 | 6.56% | 1.3518 | 1.3518 | 20.6061 | 20.6061 | 0.15882 | 0.38118 | 0.38118 | 0.38118 | 0.38118 | 0 | 0
2014-09-27 09:01 | 9 | 6.56% | 1.3518 | 1.3518 | 20.6061 | 20.6061 | 0.27549 | 0.66118 | 0.66118 | 0.66118 | 0.66118 | 0 | 0
2014-09-27 10:01 | 10 | 4.92% | 1.0138 | 1.0138 | 20.6061 | 20.6061 | 0.33284 | 0.79882 | 0.79882 | 0.79882 | 0.79882 | 0 | 0
2014-09-27 11:01 | 11 | 3.28% | 0.67588 | 0.67588 | 20.6061 | 20.6061 | 0.45294 | 1.0871 | 1.0871 | 0.67588 | 0.67588 | 0.41118 | 0.41118
2014-09-27 12:01 | 12 | 3.28% | 0.67588 | 0.67588 | 20.6061 | 20.6061 | 0.39363 | 0.94471 | 0.94471 | 0.67588 | 0.67588 | 0.26883 | 0.26883
2014-09-27 13:01 | 13 | 3.28% | 0.67588 | 0.67588 | 20.6061 | 20.6061 | 0.31716 | 0.76118 | 0.76118 | 0.67588 | 0.67588 | 0.085298 | 0.085298
2014-09-27 14:01 | 14 | 3.28% | 0.67588 | 0.67588 | 20.6061 | 20.6061 | 0.25245 | 0.60588 | 0.60588 | 0.60588 | 0.60588 | 0 | 0
2014-09-27 15:01 | 15 | 3.28% | 0.67588 | 0.67588 | 20.6061 | 20.6061 | 0.13039 | 0.31294 | 0.31294 | 0.31294 | 0.31294 | 0 | 0
2014-09-27 16:01 | 16 | 3.28% | 0.67588 | 0.67588 | 20.6061 | 20.6061 | 0.062745 | 0.15059 | 0.15059 | 0.15059 | 0.15059 | 0 | 0
2014-09-27 17:01 | 17 | 4.92% | 1.0138 | 1.0138 | 20.6061 | 20.6061 | 0.029412 | 0.070588 | 0.070588 | 0.070588 | 0.070588 | 0 | 0
2014-09-27 18:01 | 18 | 6.56% | 1.3518 | 1.3518 | 20.6061 | 20.6061 | 0.0063725 | 0.015294 | 0.015294 | 0.015294 | 0.015294 | 0 | 0
2014-09-27 19:01 | 19 | 9.84% | 2.0276 | 2.0276 | 20.6061 | 20.6061 | 0.0004902 | 0.0011765 | 0.0011765 | 0.0011765 | 0.0011765 | 0 | 0
2014-09-27 20:01 | 20 | 8.2% | 1.6897 | 1.6897 | 20.6061 | 20.6061 | 0 | 0 | 0 | 0 | 0 | 0 | 0
2014-09-27 21:01 | 21 | 6.56% | 1.3518 | 1.3518 | 20.6061 | 20.6061 | 0 | 0 | 0 | 0 | 0 | 0 | 0
2014-09-27 22:01 | 22 | 4.92% | 1.0138 | 1.0138 | 20.6061 | 20.6061 | 0 | 0 | 0 | 0 | 0 | 0 | 0
2014-09-27 23:01 | 23 | 3.28% | 0.67588 | 0.67588 | 20.6061 | 20.6061 | 0 | 0 | 0 | 0 | 0 | 0 | 0
2014-09-28 00:01 | 24 | 1.64% | 0.33794 | 0.33794 | 20.6061 | 20.6061 | 0 | 0 | 0 | 0 | 0 | 0 | 0
2014-09-28 01:01 | 1 | 1.64% | 0.33794 | 0.33794 | 20.6061 | 20.6061 | 0 | 0 | 0 | 0 | 0 | 0 | 0
2014-09-28 02:01 | 2 | 1.64% | 0.33794 | 0.33794 | 20.6061 | 20.6061 | 0 | 0 | 0 | 0 | 0 | 0 | 0
2014-09-28 03:01 | 3 | 1.64% | 0.33794 | 0.33794 | 20.6061 | 20.6061 | 0 | 0 | 0 | 0 | 0 | 0 | 0
2014-09-28 04:01 | 4 | 1.64% | 0.33794 | 0.33794 | 20.6061 | 20.6061 | 0 | 0 | 0 | 0 | 0 | 0 | 0
2014-09-28 05:01 | 5 | 1.64% | 0.33794 | 0.33794 | 20.6061 | 20.6061 | 0 | 0 | 0 | 0 | 0 | 0 | 0
2014-09-28 06:01 | 6 | 3.28% | 0.67588 | 0.67588 | 20.6061 | 20.6061 | 0 | 0 | 0 | 0 | 0 | 0 | 0
2014-09-28 07:01 | 7 | 4.92% | 1.0138 | 1.0138 | 20.6061 | 20.6061 | 0.0098039 | 0.023529 | 0.023529 | 0.023529 | 0.023529 | 0 | 0
2014-09-28 08:01 | 8 | 6.56% | 1.3518 | 1.3518 | 20.6061 | 20.6061 | 0.13382 | 0.32118 | 0.32118 | 0.32118 | 0.32118 | 0 | 0
2014-09-28 09:01 | 9 | 6.56% | 1.3518 | 1.3518 | 20.6061 | 20.6061 | 0.22304 | 0.53529 | 0.53529 | 0.53529 | 0.53529 | 0 | 0
2014-09-28 10:01 | 10 | 4.92% | 1.0138 | 1.0138 | 20.6061 | 20.6061 | 0.20539 | 0.49294 | 0.49294 | 0.49294 | 0.49294 | 0 | 0
2014-09-28 11:01 | 11 | 3.28% | 0.67588 | 0.67588 | 20.6061 | 20.6061 | 0.36961 | 0.88706 | 0.88706 | 0.67588 | 0.67588 | 0.21118 | 0.21118
2014-09-28 12:01 | 12 | 3.28% | 0.67588 | 0.67588 | 20.6061 | 20.6061 | 0.37206 | 0.89294 | 0.89294 | 0.67588 | 0.67588 | 0.21706 | 0.21706
2014-09-28 13:01 | 13 | 3.28% | 0.67588 | 0.67588 | 20.6061 | 20.6061 | 0.4 | 0.96 | 0.96 | 0.67588 | 0.67588 | 0.28412 | 0.28412
2014-09-28 14:01 | 14 | 3.28% | 0.67588 | 0.67588 | 20.6061 | 20.6061 | 0.26912 | 0.64588 | 0.64588 | 0.64588 | 0.64588 | 0 | 0
2014-09-28 15:01 | 15 | 3.28% | 0.67588 | 0.67588 | 20.6061 | 20.6061 | 0.21324 | 0.51176 | 0.51176 | 0.51176 | 0.51176 | 0 | 0
2014-09-28 16:01 | 16 | 3.28% | 0.67588 | 0.67588 | 20.6061 | 20.6061 | 0.10294 | 0.24706 | 0.24706 | 0.24706 | 0.24706 | 0 | 0
2014-09-28 17:01 | 17 | 4.92% | 1.0138 | 1.0138 | 20.6061 | 20.6061 | 0.035784 | 0.085882 | 0.085882 | 0.085882 | 0.085882 | 0 | 0
2014-09-28 18:01 | 18 | 6.56% | 1.3518 | 1.3518 | 20.6061 | 20.6061 | 0.0073529 | 0.017647 | 0.017647 | 0.017647 | 0.017647 | 0 | 0
2014-09-28 19:01 | 19 | 9.84% | 2.0276 | 2.0276 | 20.6061 | 20.6061 | 0.00098039 | 0.0023529 | 0.0023529 | 0.0023529 | 0.0023529 | 0 | 0
2014-09-28 20:01 | 20 | 8.2% | 1.6897 | 1.6897 | 20.6061 | 20.6061 | 0 | 0 | 0 | 0 | 0 | 0 | 0
2014-09-28 21:01 | 21 | 6.56% | 1.3518 | 1.3518 | 20.6061 | 20.6061 | 0 | 0 | 0 | 0 | 0 | 0 | 0
2014-09-28 22:01 | 22 | 4.92% | 1.0138 | 1.0138 | 20.6061 | 20.6061 | 0 | 0 | 0 | 0 | 0 | 0 | 0
2014-09-28 23:01 | 23 | 3.28% | 0.67588 | 0.67588 | 20.6061 | 20.6061 | 0 | 0 | 0 | 0 | 0 | 0 | 0
2014-09-29 00:01 | 24 | 1.64% | 0.33794 | 0.33794 | 20.6061 | 20.6061 | 0 | 0 | 0 | 0 | 0 | 0 | 0
2014-09-29 01:01 | 1 | 1.64% | 0.33794 | 0.33794 | 20.6061 | 20.6061 | 0 | 0 | 0 | 0 | 0 | 0 | 0
2014-09-29 02:01 | 2 | 1.64% | 0.33794 | 0.33794 | 20.6061 | 20.6061 | 0 | 0 | 0 | 0 | 0 | 0 | 0
2014-09-29 03:01 | 3 | 1.64% | 0.33794 | 0.33794 | 20.6061 | 20.6061 | 0 | 0 | 0 | 0 | 0 | 0 | 0
2014-09-29 04:01 | 4 | 1.64% | 0.33794 | 0.33794 | 20.6061 | 20.6061 | 0 | 0 | 0 | 0 | 0 | 0 | 0
2014-09-29 05:01 | 5 | 1.64% | 0.33794 | 0.33794 | 20.6061 | 20.6061 | 0 | 0 | 0 | 0 | 0 | 0 | 0
2014-09-29 06:01 | 6 | 3.28% | 0.67588 | 0.67588 | 20.6061 | 20.6061 | 0 | 0 | 0 | 0 | 0 | 0 | 0
2014-09-29 07:01 | 7 | 4.92% | 1.0138 | 1.0138 | 20.6061 | 20.6061 | 0.0039216 | 0.0094118 | 0.0094118 | 0.0094118 | 0.0094118 | 0 | 0
2014-09-29 08:01 | 8 | 6.56% | 1.3518 | 1.3518 | 20.6061 | 20.6061 | 0.091176 | 0.21882 | 0.21882 | 0.21882 | 0.21882 | 0 | 0
2014-09-29 09:01 | 9 | 6.56% | 1.3518 | 1.3518 | 20.6061 | 20.6061 | 0.16863 | 0.40471 | 0.40471 | 0.40471 | 0.40471 | 0 | 0
2014-09-29 10:01 | 10 | 4.92% | 1.0138 | 1.0138 | 20.6061 | 20.6061 | 0.21961 | 0.52706 | 0.52706 | 0.52706 | 0.52706 | 0 | 0
2014-09-29 11:01 | 11 | 3.28% | 0.67588 | 0.67588 | 20.6061 | 20.6061 | 0.24853 | 0.59647 | 0.59647 | 0.59647 | 0.59647 | 0 | 0
2014-09-29 12:01 | 12 | 3.28% | 0.67588 | 0.67588 | 20.6061 | 20.6061 | 0.22843 | 0.54824 | 0.54824 | 0.54824 | 0.54824 | 0 | 0
2014-09-29 13:01 | 13 | 3.28% | 0.67588 | 0.67588 | 20.6061 | 20.6061 | 0.33382 | 0.80118 | 0.80118 | 0.67588 | 0.67588 | 0.1253 | 0.1253
2014-09-29 14:01 | 14 | 3.28% | 0.67588 | 0.67588 | 20.6061 | 20.6061 | 0.2201 | 0.52824 | 0.52824 | 0.52824 | 0.52824 | 0 | 0
2014-09-29 15:01 | 15 | 3.28% | 0.67588 | 0.67588 | 20.6061 | 20.6061 | 0.23137 | 0.55529 | 0.55529 | 0.55529 | 0.55529 | 0 | 0
2014-09-29 16:01 | 16 | 3.28% | 0.67588 | 0.67588 | 20.6061 | 20.6061 | 0.12647 | 0.30353 | 0.30353 | 0.30353 | 0.30353 | 0 | 0
2014-09-29 17:01 | 17 | 4.92% | 1.0138 | 1.0138 | 20.6061 | 20.6061 | 0.032353 | 0.077647 | 0.077647 | 0.077647 | 0.077647 | 0 | 0
2014-09-29 18:01 | 18 | 6.56% | 1.3518 | 1.3518 | 20.6061 | 20.6061 | 0.004902 | 0.011765 | 0.011765 | 0.011765 | 0.011765 | 0 | 0
2014-09-29 19:01 | 19 | 9.84% | 2.0276 | 2.0276 | 20.6061 | 20.6061 | 0 | 0 | 0 | 0 | 0 | 0 | 0
2014-09-29 20:01 | 20 | 8.2% | 1.6897 | 1.6897 | 20.6061 | 20.6061 | 0 | 0 | 0 | 0 | 0 | 0 | 0
2014-09-29 21:01 | 21 | 6.56% | 1.3518 | 1.3518 | 20.6061 | 20.6061 | 0 | 0 | 0 | 0 | 0 | 0 | 0
2014-09-29 22:01 | 22 | 4.92% | 1.0138 | 1.0138 | 20.6061 | 20.6061 | 0 | 0 | 0 | 0 | 0 | 0 | 0
2014-09-29 23:01 | 23 | 3.28% | 0.67588 | 0.67588 | 20.6061 | 20.6061 | 0 | 0 | 0 | 0 | 0 | 0 | 0
2014-09-30 00:01 | 24 | 1.64% | 0.33794 | 0.33794 | 20.6061 | 20.6061 | 0 | 0 | 0 | 0 | 0 | 0 | 0
2014-09-30 01:01 | 1 | 1.64% | 0.33794 | 0.33794 | 20.6061 | 20.6061 | 0 | 0 | 0 | 0 | 0 | 0 | 0
2014-09-30 02:01 | 2 | 1.64% | 0.33794 | 0.33794 | 20.6061 | 20.6061 | 0 | 0 | 0 | 0 | 0 | 0 | 0
2014-09-30 03:01 | 3 | 1.64% | 0.33794 | 0.33794 | 20.6061 | 20.6061 | 0 | 0 | 0 | 0 | 0 | 0 | 0
2014-09-30 04:01 | 4 | 1.64% | 0.33794 | 0.33794 | 20.6061 | 20.6061 | 0 | 0 | 0 | 0 | 0 | 0 | 0
2014-09-30 05:01 | 5 | 1.64% | 0.33794 | 0.33794 | 20.6061 | 20.6061 | 0 | 0 | 0 | 0 | 0 | 0 | 0
2014-09-30 06:01 | 6 | 3.28% | 0.67588 | 0.67588 | 20.6061 | 20.6061 | 0 | 0 | 0 | 0 | 0 | 0 | 0
2014-09-30 07:01 | 7 | 4.92% | 1.0138 | 1.0138 | 20.6061 | 20.6061 | 0.0063725 | 0.015294 | 0.015294 | 0.015294 | 0.015294 | 0 | 0
2014-09-30 08:01 | 8 | 6.56% | 1.3518 | 1.3518 | 20.6061 | 20.6061 | 0.15539 | 0.37294 | 0.37294 | 0.37294 | 0.37294 | 0 | 0
2014-09-30 09:01 | 9 | 6.56% | 1.3518 | 1.3518 | 20.6061 | 20.6061 | 0.26324 | 0.63176 | 0.63176 | 0.63176 | 0.63176 | 0 | 0
2014-09-30 10:01 | 10 | 4.92% | 1.0138 | 1.0138 | 20.6061 | 20.6061 | 0.25098 | 0.60235 | 0.60235 | 0.60235 | 0.60235 | 0 | 0
2014-09-30 11:01 | 11 | 3.28% | 0.67588 | 0.67588 | 20.6061 | 20.6061 | 0.20392 | 0.48941 | 0.48941 | 0.48941 | 0.48941 | 0 | 0
2014-09-30 12:01 | 12 | 3.28% | 0.67588 | 0.67588 | 20.6061 | 20.6061 | 0.19804 | 0.47529 | 0.47529 | 0.47529 | 0.47529 | 0 | 0
2014-09-30 13:01 | 13 | 3.28% | 0.67588 | 0.67588 | 20.6061 | 20.6061 | 0.27451 | 0.65882 | 0.65882 | 0.65882 | 0.65882 | 0 | 0
2014-09-30 14:01 | 14 | 3.28% | 0.67588 | 0.67588 | 20.6061 | 20.6061 | 0.23971 | 0.57529 | 0.57529 | 0.57529 | 0.57529 | 0 | 0
2014-09-30 15:01 | 15 | 3.28% | 0.67588 | 0.67588 | 20.6061 | 20.6061 | 0.19951 | 0.47882 | 0.47882 | 0.47882 | 0.47882 | 0 | 0
2014-09-30 16:01 | 16 | 3.28% | 0.67588 | 0.67588 | 20.6061 | 20.6061 | 0.19069 | 0.45765 | 0.45765 | 0.45765 | 0.45765 | 0 | 0
2014-09-30 17:01 | 17 | 4.92% | 1.0138 | 1.0138 | 20.6061 | 20.6061 | 0.077451 | 0.18588 | 0.18588 | 0.18588 | 0.18588 | 0 | 0
2014-09-30 18:01 | 18 | 6.56% | 1.3518 | 1.3518 | 20.6061 | 20.6061 | 0.016176 | 0.038824 | 0.038824 | 0.038824 | 0.038824 | 0 | 0
2014-09-30 19:01 | 19 | 9.84% | 2.0276 | 2.0276 | 20.6061 | 20.6061 | 0.0004902 | 0.0011765 | 0.0011765 | 0.0011765 | 0.0011765 | 0 | 0
2014-09-30 20:01 | 20 | 8.2% | 1.6897 | 1.6897 | 20.6061 | 20.6061 | 0 | 0 | 0 | 0 | 0 | 0 | 0
2014-09-30 21:01 | 21 | 6.56% | 1.3518 | 1.3518 | 20.6061 | 20.6061 | 0 | 0 | 0 | 0 | 0 | 0 | 0
2014-09-30 22:01 | 22 | 4.92% | 1.0138 | 1.0138 | 20.6061 | 20.6061 | 0 | 0 | 0 | 0 | 0 | 0 | 0
2014-09-30 23:01 | 23 | 3.28% | 0.67588 | 0.67588 | 20.6061 | 20.6061 | 0 | 0 | 0 | 0 | 0 | 0 | 0
2014-10-01 00:01 | 24 | 1.64% | 0.33794 | 0.33794 | 20.6061 | 20.6061 | 0 | 0 | 0 | 0 | 0 | 0 | 0
2014-10-01 01:01 | 1 | 1.64% | 0.51392 | 0.51392 | 31.3364 | 31.3364 | 0 | 0 | 0 | 0 | 0 | 0 | 0
2014-10-01 02:01 | 2 | 1.64% | 0.51392 | 0.51392 | 31.3364 | 31.3364 | 0 | 0 | 0 | 0 | 0 | 0 | 0
2014-10-01 03:01 | 3 | 1.64% | 0.51392 | 0.51392 | 31.3364 | 31.3364 | 0 | 0 | 0 | 0 | 0 | 0 | 0
2014-10-01 04:01 | 4 | 1.64% | 0.51392 | 0.51392 | 31.3364 | 31.3364 | 0 | 0 | 0 | 0 | 0 | 0 | 0
2014-10-01 05:01 | 5 | 1.64% | 0.51392 | 0.51392 | 31.3364 | 31.3364 | 0 | 0 | 0 | 0 | 0 | 0 | 0
2014-10-01 06:01 | 6 | 3.28% | 1.0278 | 1.0278 | 31.3364 | 31.3364 | 0 | 0 | 0 | 0 | 0 | 0 | 0
2014-10-01 07:01 | 7 | 4.92% | 1.5418 | 1.5418 | 31.3364 | 31.3364 | 0.0034314 | 0.0082353 | 0.0082353 | 0.0082353 | 0.0082353 | 0 | 0
2014-10-01 08:01 | 8 | 6.56% | 2.0557 | 2.0557 | 31.3364 | 31.3364 | 0.033333 | 0.08 | 0.08 | 0.08 | 0.08 | 0 | 0
2014-10-01 09:01 | 9 | 6.56% | 2.0557 | 2.0557 | 31.3364 | 31.3364 | 0.16765 | 0.40235 | 0.40235 | 0.40235 | 0.40235 | 0 | 0
2014-10-01 10:01 | 10 | 4.92% | 1.5418 | 1.5418 | 31.3364 | 31.3364 | 0.3848 | 0.92353 | 0.92353 | 0.92353 | 0.92353 | 0 | 0
2014-10-01 11:01 | 11 | 3.28% | 1.0278 | 1.0278 | 31.3364 | 31.3364 | 0.36765 | 0.88235 | 0.88235 | 0.88235 | 0.88235 | 0 | 0
2014-10-01 12:01 | 12 | 3.28% | 1.0278 | 1.0278 | 31.3364 | 31.3364 | 0.43088 | 1.0341 | 1.0341 | 1.0278 | 1.0278 | 0.0062835 | 0.0062835
2014-10-01 13:01 | 13 | 3.28% | 1.0278 | 1.0278 | 31.3364 | 31.3364 | 0.32892 | 0.78941 | 0.78941 | 0.78941 | 0.78941 | 0 | 0
2014-10-01 14:01 | 14 | 3.28% | 1.0278 | 1.0278 | 31.3364 | 31.3364 | 0.35196 | 0.84471 | 0.84471 | 0.84471 | 0.84471 | 0 | 0
2014-10-01 15:01 | 15 | 3.28% | 1.0278 | 1.0278 | 31.3364 | 31.3364 | 0.28039 | 0.67294 | 0.67294 | 0.67294 | 0.67294 | 0 | 0
2014-10-01 16:01 | 16 | 3.28% | 1.0278 | 1.0278 | 31.3364 | 31.3364 | 0.12157 | 0.29176 | 0.29176 | 0.29176 | 0.29176 | 0 | 0
2014-10-01 17:01 | 17 | 4.92% | 1.5418 | 1.5418 | 31.3364 | 31.3364 | 0.060784 | 0.14588 | 0.14588 | 0.14588 | 0.14588 | 0 | 0
2014-10-01 18:01 | 18 | 6.56% | 2.0557 | 2.0557 | 31.3364 | 31.3364 | 0.010784 | 0.025882 | 0.025882 | 0.025882 | 0.025882 | 0 | 0
2014-10-01 19:01 | 19 | 9.84% | 3.0835 | 3.0835 | 31.3364 | 31.3364 | 0 | 0 | 0 | 0 | 0 | 0 | 0
2014-10-01 20:01 | 20 | 8.2% | 2.5696 | 2.5696 | 31.3364 | 31.3364 | 0 | 0 | 0 | 0 | 0 | 0 | 0
2014-10-01 21:01 | 21 | 6.56% | 2.0557 | 2.0557 | 31.3364 | 31.3364 | 0 | 0 | 0 | 0 | 0 | 0 | 0
2014-10-01 22:01 | 22 | 4.92% | 1.5418 | 1.5418 | 31.3364 | 31.3364 | 0 | 0 | 0 | 0 | 0 | 0 | 0
2014-10-01 23:01 | 23 | 3.28% | 1.0278 | 1.0278 | 31.3364 | 31.3364 | 0 | 0 | 0 | 0 | 0 | 0 | 0
2014-10-02 00:01 | 24 | 1.64% | 0.51392 | 0.51392 | 31.3364 | 31.3364 | 0 | 0 | 0 | 0 | 0 | 0 | 0
2014-10-02 01:01 | 1 | 1.64% | 0.51392 | 0.51392 | 31.3364 | 31.3364 | 0 | 0 | 0 | 0 | 0 | 0 | 0
2014-10-02 02:01 | 2 | 1.64% | 0.51392 | 0.51392 | 31.3364 | 31.3364 | 0 | 0 | 0 | 0 | 0 | 0 | 0
2014-10-02 03:01 | 3 | 1.64% | 0.51392 | 0.51392 | 31.3364 | 31.3364 | 0 | 0 | 0 | 0 | 0 | 0 | 0
2014-10-02 04:01 | 4 | 1.64% | 0.51392 | 0.51392 | 31.3364 | 31.3364 | 0 | 0 | 0 | 0 | 0 | 0 | 0
2014-10-02 05:01 | 5 | 1.64% | 0.51392 | 0.51392 | 31.3364 | 31.3364 | 0 | 0 | 0 | 0 | 0 | 0 | 0
2014-10-02 06:01 | 6 | 3.28% | 1.0278 | 1.0278 | 31.3364 | 31.3364 | 0 | 0 | 0 | 0 | 0 | 0 | 0
2014-10-02 07:01 | 7 | 4.92% | 1.5418 | 1.5418 | 31.3364 | 31.3364 | 0.0063725 | 0.015294 | 0.015294 | 0.015294 | 0.015294 | 0 | 0
2014-10-02 08:01 | 8 | 6.56% | 2.0557 | 2.0557 | 31.3364 | 31.3364 | 0.18235 | 0.43765 | 0.43765 | 0.43765 | 0.43765 | 0 | 0
2014-10-02 09:01 | 9 | 6.56% | 2.0557 | 2.0557 | 31.3364 | 31.3364 | 0.41029 | 0.98471 | 0.98471 | 0.98471 | 0.98471 | 0 | 0
2014-10-02 10:01 | 10 | 4.92% | 1.5418 | 1.5418 | 31.3364 | 31.3364 | 0.48725 | 1.1694 | 1.1694 | 1.1694 | 1.1694 | 0 | 0
2014-10-02 11:01 | 11 | 3.28% | 1.0278 | 1.0278 | 31.3364 | 31.3364 | 0.50049 | 1.2012 | 1.2012 | 1.0278 | 1.0278 | 0.17334 | 0.17334
2014-10-02 12:01 | 12 | 3.28% | 1.0278 | 1.0278 | 31.3364 | 31.3364 | 0.59069 | 1.4176 | 1.4176 | 1.0278 | 1.0278 | 0.38981 | 0.38981
2014-10-02 13:01 | 13 | 3.28% | 1.0278 | 1.0278 | 31.3364 | 31.3364 | 0.56422 | 1.3541 | 1.3541 | 1.0278 | 1.0278 | 0.32628 | 0.32628
2014-10-02 14:01 | 14 | 3.28% | 1.0278 | 1.0278 | 31.3364 | 31.3364 | 0.55392 | 1.3294 | 1.3294 | 1.0278 | 1.0278 | 0.30158 | 0.30158
2014-10-02 15:01 | 15 | 3.28% | 1.0278 | 1.0278 | 31.3364 | 31.3364 | 0.35833 | 0.86 | 0.86 | 0.86 | 0.86 | 0 | 0
2014-10-02 16:01 | 16 | 3.28% | 1.0278 | 1.0278 | 31.3364 | 31.3364 | 0.2152 | 0.51647 | 0.51647 | 0.51647 | 0.51647 | 0 | 0
2014-10-02 17:01 | 17 | 4.92% | 1.5418 | 1.5418 | 31.3364 | 31.3364 | 0.062255 | 0.14941 | 0.14941 | 0.14941 | 0.14941 | 0 | 0
2014-10-02 18:01 | 18 | 6.56% | 2.0557 | 2.0557 | 31.3364 | 31.3364 | 0.0058824 | 0.014118 | 0.014118 | 0.014118 | 0.014118 | 0 | 0
2014-10-02 19:01 | 19 | 9.84% | 3.0835 | 3.0835 | 31.3364 | 31.3364 | 0 | 0 | 0 | 0 | 0 | 0 | 0
2014-10-02 20:01 | 20 | 8.2% | 2.5696 | 2.5696 | 31.3364 | 31.3364 | 0 | 0 | 0 | 0 | 0 | 0 | 0
2014-10-02 21:01 | 21 | 6.56% | 2.0557 | 2.0557 | 31.3364 | 31.3364 | 0 | 0 | 0 | 0 | 0 | 0 | 0
2014-10-02 22:01 | 22 | 4.92% | 1.5418 | 1.5418 | 31.3364 | 31.3364 | 0 | 0 | 0 | 0 | 0 | 0 | 0
2014-10-02 23:01 | 23 | 3.28% | 1.0278 | 1.0278 | 31.3364 | 31.3364 | 0 | 0 | 0 | 0 | 0 | 0 | 0
2014-10-03 00:01 | 24 | 1.64% | 0.51392 | 0.51392 | 31.3364 | 31.3364 | 0 | 0 | 0 | 0 | 0 | 0 | 0
2014-10-03 01:01 | 1 | 1.64% | 0.51392 | 0.51392 | 31.3364 | 31.3364 | 0 | 0 | 0 | 0 | 0 | 0 | 0
2014-10-03 02:01 | 2 | 1.64% | 0.51392 | 0.51392 | 31.3364 | 31.3364 | 0 | 0 | 0 | 0 | 0 | 0 | 0
2014-10-03 03:01 | 3 | 1.64% | 0.51392 | 0.51392 | 31.3364 | 31.3364 | 0 | 0 | 0 | 0 | 0 | 0 | 0
2014-10-03 04:01 | 4 | 1.64% | 0.51392 | 0.51392 | 31.3364 | 31.3364 | 0 | 0 | 0 | 0 | 0 | 0 | 0
2014-10-03 05:01 | 5 | 1.64% | 0.51392 | 0.51392 | 31.3364 | 31.3364 | 0 | 0 | 0 | 0 | 0 | 0 | 0
2014-10-03 06:01 | 6 | 3.28% | 1.0278 | 1.0278 | 31.3364 | 31.3364 | 0 | 0 | 0 | 0 | 0 | 0 | 0
2014-10-03 07:01 | 7 | 4.92% | 1.5418 | 1.5418 | 31.3364 | 31.3364 | 0.0034314 | 0.0082353 | 0.0082353 | 0.0082353 | 0.0082353 | 0 | 0
2014-10-03 08:01 | 8 | 6.56% | 2.0557 | 2.0557 | 31.3364 | 31.3364 | 0.044608 | 0.10706 | 0.10706 | 0.10706 | 0.10706 | 0 | 0
2014-10-03 09:01 | 9 | 6.56% | 2.0557 | 2.0557 | 31.3364 | 31.3364 | 0.10392 | 0.24941 | 0.24941 | 0.24941 | 0.24941 | 0 | 0
2014-10-03 10:01 | 10 | 4.92% | 1.5418 | 1.5418 | 31.3364 | 31.3364 | 0.26176 | 0.62824 | 0.62824 | 0.62824 | 0.62824 | 0 | 0
2014-10-03 11:01 | 11 | 3.28% | 1.0278 | 1.0278 | 31.3364 | 31.3364 | 0.26863 | 0.64471 | 0.64471 | 0.64471 | 0.64471 | 0 | 0
2014-10-03 12:01 | 12 | 3.28% | 1.0278 | 1.0278 | 31.3364 | 31.3364 | 0.29069 | 0.69765 | 0.69765 | 0.69765 | 0.69765 | 0 | 0
2014-10-03 13:01 | 13 | 3.28% | 1.0278 | 1.0278 | 31.3364 | 31.3364 | 0.43725 | 1.0494 | 1.0494 | 1.0278 | 1.0278 | 0.021578 | 0.021578
2014-10-03 14:01 | 14 | 3.28% | 1.0278 | 1.0278 | 31.3364 | 31.3364 | 0.2402 | 0.57647 | 0.57647 | 0.57647 | 0.57647 | 0 | 0
2014-10-03 15:01 | 15 | 3.28% | 1.0278 | 1.0278 | 31.3364 | 31.3364 | 0.21029 | 0.50471 | 0.50471 | 0.50471 | 0.50471 | 0 | 0
2014-10-03 16:01 | 16 | 3.28% | 1.0278 | 1.0278 | 31.3364 | 31.3364 | 0.11765 | 0.28235 | 0.28235 | 0.28235 | 0.28235 | 0 | 0
2014-10-03 17:01 | 17 | 4.92% | 1.5418 | 1.5418 | 31.3364 | 31.3364 | 0.05049 | 0.12118 | 0.12118 | 0.12118 | 0.12118 | 0 | 0
2014-10-03 18:01 | 18 | 6.56% | 2.0557 | 2.0557 | 31.3364 | 31.3364 | 0.0083333 | 0.02 | 0.02 | 0.02 | 0.02 | 0 | 0
2014-10-03 19:01 | 19 | 9.84% | 3.0835 | 3.0835 | 31.3364 | 31.3364 | 0 | 0 | 0 | 0 | 0 | 0 | 0
2014-10-03 20:01 | 20 | 8.2% | 2.5696 | 2.5696 | 31.3364 | 31.3364 | 0 | 0 | 0 | 0 | 0 | 0 | 0
2014-10-03 21:01 | 21 | 6.56% | 2.0557 | 2.0557 | 31.3364 | 31.3364 | 0 | 0 | 0 | 0 | 0 | 0 | 0
2014-10-03 22:01 | 22 | 4.92% | 1.5418 | 1.5418 | 31.3364 | 31.3364 | 0 | 0 | 0 | 0 | 0 | 0 | 0
2014-10-03 23:01 | 23 | 3.28% | 1.0278 | 1.0278 | 31.3364 | 31.3364 | 0 | 0 | 0 | 0 | 0 | 0 | 0
2014-10-04 00:01 | 24 | 1.64% | 0.51392 | 0.51392 | 31.3364 | 31.3364 | 0 | 0 | 0 | 0 | 0 | 0 | 0
2014-10-04 01:01 | 1 | 1.64% | 0.51392 | 0.51392 | 31.3364 | 31.3364 | 0 | 0 | 0 | 0 | 0 | 0 | 0
2014-10-04 02:01 | 2 | 1.64% | 0.51392 | 0.51392 | 31.3364 | 31.3364 | 0 | 0 | 0 | 0 | 0 | 0 | 0
2014-10-04 03:01 | 3 | 1.64% | 0.51392 | 0.51392 | 31.3364 | 31.3364 | 0 | 0 | 0 | 0 | 0 | 0 | 0
2014-10-04 04:01 | 4 | 1.64% | 0.51392 | 0.51392 | 31.3364 | 31.3364 | 0 | 0 | 0 | 0 | 0 | 0 | 0
2014-10-04 05:01 | 5 | 1.64% | 0.51392 | 0.51392 | 31.3364 | 31.3364 | 0 | 0 | 0 | 0 | 0 | 0 | 0
2014-10-04 06:01 | 6 | 3.28% | 1.0278 | 1.0278 | 31.3364 | 31.3364 | 0 | 0 | 0 | 0 | 0 | 0 | 0
2014-10-04 07:01 | 7 | 4.92% | 1.5418 | 1.5418 | 31.3364 | 31.3364 | 0.0029412 | 0.0070588 | 0.0070588 | 0.0070588 | 0.0070588 | 0 | 0
2014-10-04 08:01 | 8 | 6.56% | 2.0557 | 2.0557 | 31.3364 | 31.3364 | 0.053922 | 0.12941 | 0.12941 | 0.12941 | 0.12941 | 0 | 0
2014-10-04 09:01 | 9 | 6.56% | 2.0557 | 2.0557 | 31.3364 | 31.3364 | 0.20637 | 0.49529 | 0.49529 | 0.49529 | 0.49529 | 0 | 0
2014-10-04 10:01 | 10 | 4.92% | 1.5418 | 1.5418 | 31.3364 | 31.3364 | 0.15196 | 0.36471 | 0.36471 | 0.36471 | 0.36471 | 0 | 0
2014-10-04 11:01 | 11 | 3.28% | 1.0278 | 1.0278 | 31.3364 | 31.3364 | 0.17941 | 0.43059 | 0.43059 | 0.43059 | 0.43059 | 0 | 0
2014-10-04 12:01 | 12 | 3.28% | 1.0278 | 1.0278 | 31.3364 | 31.3364 | 0.17059 | 0.40941 | 0.40941 | 0.40941 | 0.40941 | 0 | 0
2014-10-04 13:01 | 13 | 3.28% | 1.0278 | 1.0278 | 31.3364 | 31.3364 | 0.16422 | 0.39412 | 0.39412 | 0.39412 | 0.39412 | 0 | 0
2014-10-04 14:01 | 14 | 3.28% | 1.0278 | 1.0278 | 31.3364 | 31.3364 | 0.15882 | 0.38118 | 0.38118 | 0.38118 | 0.38118 | 0 | 0
2014-10-04 15:01 | 15 | 3.28% | 1.0278 | 1.0278 | 31.3364 | 31.3364 | 0.14559 | 0.34941 | 0.34941 | 0.34941 | 0.34941 | 0 | 0
2014-10-04 16:01 | 16 | 3.28% | 1.0278 | 1.0278 | 31.3364 | 31.3364 | 0.066667 | 0.16 | 0.16 | 0.16 | 0.16 | 0 | 0
2014-10-04 17:01 | 17 | 4.92% | 1.5418 | 1.5418 | 31.3364 | 31.3364 | 0.019118 | 0.045882 | 0.045882 | 0.045882 | 0.045882 | 0 | 0
2014-10-04 18:01 | 18 | 6.56% | 2.0557 | 2.0557 | 31.3364 | 31.3364 | 0.0039216 | 0.0094118 | 0.0094118 | 0.0094118 | 0.0094118 | 0 | 0
2014-10-04 19:01 | 19 | 9.84% | 3.0835 | 3.0835 | 31.3364 | 31.3364 | 0 | 0 | 0 | 0 | 0 | 0 | 0
2014-10-04 20:01 | 20 | 8.2% | 2.5696 | 2.5696 | 31.3364 | 31.3364 | 0 | 0 | 0 | 0 | 0 | 0 | 0
2014-10-04 21:01 | 21 | 6.56% | 2.0557 | 2.0557 | 31.3364 | 31.3364 | 0 | 0 | 0 | 0 | 0 | 0 | 0
2014-10-04 22:01 | 22 | 4.92% | 1.5418 | 1.5418 | 31.3364 | 31.3364 | 0 | 0 | 0 | 0 | 0 | 0 | 0
2014-10-04 23:01 | 23 | 3.28% | 1.0278 | 1.0278 | 31.3364 | 31.3364 | 0 | 0 | 0 | 0 | 0 | 0 | 0
2014-10-05 00:01 | 24 | 1.64% | 0.51392 | 0.51392 | 31.3364 | 31.3364 | 0 | 0 | 0 | 0 | 0 | 0 | 0
2014-10-05 01:01 | 1 | 1.64% | 0.51392 | 0.51392 | 31.3364 | 31.3364 | 0 | 0 | 0 | 0 | 0 | 0 | 0
2014-10-05 02:01 | 2 | 1.64% | 0.51392 | 0.51392 | 31.3364 | 31.3364 | 0 | 0 | 0 | 0 | 0 | 0 | 0
2014-10-05 03:01 | 3 | 1.64% | 0.51392 | 0.51392 | 31.3364 | 31.3364 | 0 | 0 | 0 | 0 | 0 | 0 | 0
2014-10-05 04:01 | 4 | 1.64% | 0.51392 | 0.51392 | 31.3364 | 31.3364 | 0 | 0 | 0 | 0 | 0 | 0 | 0
2014-10-05 05:01 | 5 | 1.64% | 0.51392 | 0.51392 | 31.3364 | 31.3364 | 0 | 0 | 0 | 0 | 0 | 0 | 0
2014-10-05 06:01 | 6 | 3.28% | 1.0278 | 1.0278 | 31.3364 | 31.3364 | 0 | 0 | 0 | 0 | 0 | 0 | 0
2014-10-05 07:01 | 7 | 4.92% | 1.5418 | 1.5418 | 31.3364 | 31.3364 | 0.002451 | 0.0058824 | 0.0058824 | 0.0058824 | 0.0058824 | 0 | 0
2014-10-05 08:01 | 8 | 6.56% | 2.0557 | 2.0557 | 31.3364 | 31.3364 | 0.030392 | 0.072941 | 0.072941 | 0.072941 | 0.072941 | 0 | 0
2014-10-05 09:01 | 9 | 6.56% | 2.0557 | 2.0557 | 31.3364 | 31.3364 | 0.081373 | 0.19529 | 0.19529 | 0.19529 | 0.19529 | 0 | 0
2014-10-05 10:01 | 10 | 4.92% | 1.5418 | 1.5418 | 31.3364 | 31.3364 | 0.28039 | 0.67294 | 0.67294 | 0.67294 | 0.67294 | 0 | 0
2014-10-05 11:01 | 11 | 3.28% | 1.0278 | 1.0278 | 31.3364 | 31.3364 | 0.4201 | 1.0082 | 1.0082 | 1.0082 | 1.0082 | 0 | 0
2014-10-05 12:01 | 12 | 3.28% | 1.0278 | 1.0278 | 31.3364 | 31.3364 | 0.39412 | 0.94588 | 0.94588 | 0.94588 | 0.94588 | 0 | 0
2014-10-05 13:01 | 13 | 3.28% | 1.0278 | 1.0278 | 31.3364 | 31.3364 | 0.28137 | 0.67529 | 0.67529 | 0.67529 | 0.67529 | 0 | 0
2014-10-05 14:01 | 14 | 3.28% | 1.0278 | 1.0278 | 31.3364 | 31.3364 | 0.22647 | 0.54353 | 0.54353 | 0.54353 | 0.54353 | 0 | 0
2014-10-05 15:01 | 15 | 3.28% | 1.0278 | 1.0278 | 31.3364 | 31.3364 | 0.17549 | 0.42118 | 0.42118 | 0.42118 | 0.42118 | 0 | 0
2014-10-05 16:01 | 16 | 3.28% | 1.0278 | 1.0278 | 31.3364 | 31.3364 | 0.10147 | 0.24353 | 0.24353 | 0.24353 | 0.24353 | 0 | 0
2014-10-05 17:01 | 17 | 4.92% | 1.5418 | 1.5418 | 31.3364 | 31.3364 | 0.021078 | 0.050588 | 0.050588 | 0.050588 | 0.050588 | 0 | 0
2014-10-05 18:01 | 18 | 6.56% | 2.0557 | 2.0557 | 31.3364 | 31.3364 | 0.0083333 | 0.02 | 0.02 | 0.02 | 0.02 | 0 | 0
2014-10-05 19:01 | 19 | 9.84% | 3.0835 | 3.0835 | 31.3364 | 31.3364 | 0 | 0 | 0 | 0 | 0 | 0 | 0
2014-10-05 20:01 | 20 | 8.2% | 2.5696 | 2.5696 | 31.3364 | 31.3364 | 0 | 0 | 0 | 0 | 0 | 0 | 0
2014-10-05 21:01 | 21 | 6.56% | 2.0557 | 2.0557 | 31.3364 | 31.3364 | 0 | 0 | 0 | 0 | 0 | 0 | 0
2014-10-05 22:01 | 22 | 4.92% | 1.5418 | 1.5418 | 31.3364 | 31.3364 | 0 | 0 | 0 | 0 | 0 | 0 | 0
2014-10-05 23:01 | 23 | 3.28% | 1.0278 | 1.0278 | 31.3364 | 31.3364 | 0 | 0 | 0 | 0 | 0 | 0 | 0
2014-10-06 00:01 | 24 | 1.64% | 0.51392 | 0.51392 | 31.3364 | 31.3364 | 0 | 0 | 0 | 0 | 0 | 0 | 0
2014-10-06 01:01 | 1 | 1.64% | 0.51392 | 0.51392 | 31.3364 | 31.3364 | 0 | 0 | 0 | 0 | 0 | 0 | 0
2014-10-06 02:01 | 2 | 1.64% | 0.51392 | 0.51392 | 31.3364 | 31.3364 | 0 | 0 | 0 | 0 | 0 | 0 | 0
2014-10-06 03:01 | 3 | 1.64% | 0.51392 | 0.51392 | 31.3364 | 31.3364 | 0 | 0 | 0 | 0 | 0 | 0 | 0
2014-10-06 04:01 | 4 | 1.64% | 0.51392 | 0.51392 | 31.3364 | 31.3364 | 0 | 0 | 0 | 0 | 0 | 0 | 0
2014-10-06 05:01 | 5 | 1.64% | 0.51392 | 0.51392 | 31.3364 | 31.3364 | 0 | 0 | 0 | 0 | 0 | 0 | 0
2014-10-06 06:01 | 6 | 3.28% | 1.0278 | 1.0278 | 31.3364 | 31.3364 | 0 | 0 | 0 | 0 | 0 | 0 | 0
2014-10-06 07:01 | 7 | 4.92% | 1.5418 | 1.5418 | 31.3364 | 31.3364 | 0.0019608 | 0.0047059 | 0.0047059 | 0.0047059 | 0.0047059 | 0 | 0
2014-10-06 08:01 | 8 | 6.56% | 2.0557 | 2.0557 | 31.3364 | 31.3364 | 0.04951 | 0.11882 | 0.11882 | 0.11882 | 0.11882 | 0 | 0
2014-10-06 09:01 | 9 | 6.56% | 2.0557 | 2.0557 | 31.3364 | 31.3364 | 0.10294 | 0.24706 | 0.24706 | 0.24706 | 0.24706 | 0 | 0
2014-10-06 10:01 | 10 | 4.92% | 1.5418 | 1.5418 | 31.3364 | 31.3364 | 0.20931 | 0.50235 | 0.50235 | 0.50235 | 0.50235 | 0 | 0
2014-10-06 11:01 | 11 | 3.28% | 1.0278 | 1.0278 | 31.3364 | 31.3364 | 0.29755 | 0.71412 | 0.71412 | 0.71412 | 0.71412 | 0 | 0
2014-10-06 12:01 | 12 | 3.28% | 1.0278 | 1.0278 | 31.3364 | 31.3364 | 0.38824 | 0.93176 | 0.93176 | 0.93176 | 0.93176 | 0 | 0
2014-10-06 13:01 | 13 | 3.28% | 1.0278 | 1.0278 | 31.3364 | 31.3364 | 0.33431 | 0.80235 | 0.80235 | 0.80235 | 0.80235 | 0 | 0
2014-10-06 14:01 | 14 | 3.28% | 1.0278 | 1.0278 | 31.3364 | 31.3364 | 0.2799 | 0.67176 | 0.67176 | 0.67176 | 0.67176 | 0 | 0
2014-10-06 15:01 | 15 | 3.28% | 1.0278 | 1.0278 | 31.3364 | 31.3364 | 0.17255 | 0.41412 | 0.41412 | 0.41412 | 0.41412 | 0 | 0
2014-10-06 16:01 | 16 | 3.28% | 1.0278 | 1.0278 | 31.3364 | 31.3364 | 0.10098 | 0.24235 | 0.24235 | 0.24235 | 0.24235 | 0 | 0
2014-10-06 17:01 | 17 | 4.92% | 1.5418 | 1.5418 | 31.3364 | 31.3364 | 0.02451 | 0.058824 | 0.058824 | 0.058824 | 0.058824 | 0 | 0
2014-10-06 18:01 | 18 | 6.56% | 2.0557 | 2.0557 | 31.3364 | 31.3364 | 0.0014706 | 0.0035294 | 0.0035294 | 0.0035294 | 0.0035294 | 0 | 0
2014-10-06 19:01 | 19 | 9.84% | 3.0835 | 3.0835 | 31.3364 | 31.3364 | 0 | 0 | 0 | 0 | 0 | 0 | 0
2014-10-06 20:01 | 20 | 8.2% | 2.5696 | 2.5696 | 31.3364 | 31.3364 | 0 | 0 | 0 | 0 | 0 | 0 | 0
2014-10-06 21:01 | 21 | 6.56% | 2.0557 | 2.0557 | 31.3364 | 31.3364 | 0 | 0 | 0 | 0 | 0 | 0 | 0
2014-10-06 22:01 | 22 | 4.92% | 1.5418 | 1.5418 | 31.3364 | 31.3364 | 0 | 0 | 0 | 0 | 0 | 0 | 0
2014-10-06 23:01 | 23 | 3.28% | 1.0278 | 1.0278 | 31.3364 | 31.3364 | 0 | 0 | 0 | 0 | 0 | 0 | 0
2014-10-07 00:01 | 24 | 1.64% | 0.51392 | 0.51392 | 31.3364 | 31.3364 | 0 | 0 | 0 | 0 | 0 | 0 | 0
2014-10-07 01:01 | 1 | 1.64% | 0.51392 | 0.51392 | 31.3364 | 31.3364 | 0 | 0 | 0 | 0 | 0 | 0 | 0
2014-10-07 02:01 | 2 | 1.64% | 0.51392 | 0.51392 | 31.3364 | 31.3364 | 0 | 0 | 0 | 0 | 0 | 0 | 0
2014-10-07 03:01 | 3 | 1.64% | 0.51392 | 0.51392 | 31.3364 | 31.3364 | 0 | 0 | 0 | 0 | 0 | 0 | 0
2014-10-07 04:01 | 4 | 1.64% | 0.51392 | 0.51392 | 31.3364 | 31.3364 | 0 | 0 | 0 | 0 | 0 | 0 | 0
2014-10-07 05:01 | 5 | 1.64% | 0.51392 | 0.51392 | 31.3364 | 31.3364 | 0 | 0 | 0 | 0 | 0 | 0 | 0
2014-10-07 06:01 | 6 | 3.28% | 1.0278 | 1.0278 | 31.3364 | 31.3364 | 0 | 0 | 0 | 0 | 0 | 0 | 0
2014-10-07 07:01 | 7 | 4.92% | 1.5418 | 1.5418 | 31.3364 | 31.3364 | 0.00098039 | 0.0023529 | 0.0023529 | 0.0023529 | 0.0023529 | 0 | 0
2014-10-07 08:01 | 8 | 6.56% | 2.0557 | 2.0557 | 31.3364 | 31.3364 | 0.098039 | 0.23529 | 0.23529 | 0.23529 | 0.23529 | 0 | 0
2014-10-07 09:01 | 9 | 6.56% | 2.0557 | 2.0557 | 31.3364 | 31.3364 | 0.23137 | 0.55529 | 0.55529 | 0.55529 | 0.55529 | 0 | 0
2014-10-07 10:01 | 10 | 4.92% | 1.5418 | 1.5418 | 31.3364 | 31.3364 | 0.37108 | 0.89059 | 0.89059 | 0.89059 | 0.89059 | 0 | 0
2014-10-07 11:01 | 11 | 3.28% | 1.0278 | 1.0278 | 31.3364 | 31.3364 | 0.49853 | 1.1965 | 1.1965 | 1.0278 | 1.0278 | 0.16864 | 0.16864
2014-10-07 12:01 | 12 | 3.28% | 1.0278 | 1.0278 | 31.3364 | 31.3364 | 0.43186 | 1.0365 | 1.0365 | 1.0278 | 1.0278 | 0.0086365 | 0.0086365
2014-10-07 13:01 | 13 | 3.28% | 1.0278 | 1.0278 | 31.3364 | 31.3364 | 0.33578 | 0.80588 | 0.80588 | 0.80588 | 0.80588 | 0 | 0
2014-10-07 14:01 | 14 | 3.28% | 1.0278 | 1.0278 | 31.3364 | 31.3364 | 0.33922 | 0.81412 | 0.81412 | 0.81412 | 0.81412 | 0 | 0
2014-10-07 15:01 | 15 | 3.28% | 1.0278 | 1.0278 | 31.3364 | 31.3364 | 0.25 | 0.6 | 0.6 | 0.6 | 0.6 | 0 | 0
2014-10-07 16:01 | 16 | 3.28% | 1.0278 | 1.0278 | 31.3364 | 31.3364 | 0.17059 | 0.40941 | 0.40941 | 0.40941 | 0.40941 | 0 | 0
2014-10-07 17:01 | 17 | 4.92% | 1.5418 | 1.5418 | 31.3364 | 31.3364 | 0.037255 | 0.089412 | 0.089412 | 0.089412 | 0.089412 | 0 | 0
2014-10-07 18:01 | 18 | 6.56% | 2.0557 | 2.0557 | 31.3364 | 31.3364 | 0.0029412 | 0.0070588 | 0.0070588 | 0.0070588 | 0.0070588 | 0 | 0
2014-10-07 19:01 | 19 | 9.84% | 3.0835 | 3.0835 | 31.3364 | 31.3364 | 0 | 0 | 0 | 0 | 0 | 0 | 0
2014-10-07 20:01 | 20 | 8.2% | 2.5696 | 2.5696 | 31.3364 | 31.3364 | 0 | 0 | 0 | 0 | 0 | 0 | 0
2014-10-07 21:01 | 21 | 6.56% | 2.0557 | 2.0557 | 31.3364 | 31.3364 | 0 | 0 | 0 | 0 | 0 | 0 | 0
2014-10-07 22:01 | 22 | 4.92% | 1.5418 | 1.5418 | 31.3364 | 31.3364 | 0 | 0 | 0 | 0 | 0 | 0 | 0
2014-10-07 23:01 | 23 | 3.28% | 1.0278 | 1.0278 | 31.3364 | 31.3364 | 0 | 0 | 0 | 0 | 0 | 0 | 0
2014-10-08 00:01 | 24 | 1.64% | 0.51392 | 0.51392 | 31.3364 | 31.3364 | 0 | 0 | 0 | 0 | 0 | 0 | 0
2014-10-08 01:01 | 1 | 1.64% | 0.51392 | 0.51392 | 31.3364 | 31.3364 | 0 | 0 | 0 | 0 | 0 | 0 | 0
2014-10-08 02:01 | 2 | 1.64% | 0.51392 | 0.51392 | 31.3364 | 31.3364 | 0 | 0 | 0 | 0 | 0 | 0 | 0
2014-10-08 03:01 | 3 | 1.64% | 0.51392 | 0.51392 | 31.3364 | 31.3364 | 0 | 0 | 0 | 0 | 0 | 0 | 0
2014-10-08 04:01 | 4 | 1.64% | 0.51392 | 0.51392 | 31.3364 | 31.3364 | 0 | 0 | 0 | 0 | 0 | 0 | 0
2014-10-08 05:01 | 5 | 1.64% | 0.51392 | 0.51392 | 31.3364 | 31.3364 | 0 | 0 | 0 | 0 | 0 | 0 | 0
2014-10-08 06:01 | 6 | 3.28% | 1.0278 | 1.0278 | 31.3364 | 31.3364 | 0 | 0 | 0 | 0 | 0 | 0 | 0
2014-10-08 07:01 | 7 | 4.92% | 1.5418 | 1.5418 | 31.3364 | 31.3364 | 0.00098039 | 0.0023529 | 0.0023529 | 0.0023529 | 0.0023529 | 0 | 0
2014-10-08 08:01 | 8 | 6.56% | 2.0557 | 2.0557 | 31.3364 | 31.3364 | 0.027941 | 0.067059 | 0.067059 | 0.067059 | 0.067059 | 0 | 0
2014-10-08 09:01 | 9 | 6.56% | 2.0557 | 2.0557 | 31.3364 | 31.3364 | 0.1299 | 0.31176 | 0.31176 | 0.31176 | 0.31176 | 0 | 0
2014-10-08 10:01 | 10 | 4.92% | 1.5418 | 1.5418 | 31.3364 | 31.3364 | 0.23775 | 0.57059 | 0.57059 | 0.57059 | 0.57059 | 0 | 0
2014-10-08 11:01 | 11 | 3.28% | 1.0278 | 1.0278 | 31.3364 | 31.3364 | 0.30686 | 0.73647 | 0.73647 | 0.73647 | 0.73647 | 0 | 0
2014-10-08 12:01 | 12 | 3.28% | 1.0278 | 1.0278 | 31.3364 | 31.3364 | 0.32255 | 0.77412 | 0.77412 | 0.77412 | 0.77412 | 0 | 0
2014-10-08 13:01 | 13 | 3.28% | 1.0278 | 1.0278 | 31.3364 | 31.3364 | 0.16912 | 0.40588 | 0.40588 | 0.40588 | 0.40588 | 0 | 0
2014-10-08 14:01 | 14 | 3.28% | 1.0278 | 1.0278 | 31.3364 | 31.3364 | 0.15196 | 0.36471 | 0.36471 | 0.36471 | 0.36471 | 0 | 0
2014-10-08 15:01 | 15 | 3.28% | 1.0278 | 1.0278 | 31.3364 | 31.3364 | 0.095588 | 0.22941 | 0.22941 | 0.22941 | 0.22941 | 0 | 0
2014-10-08 16:01 | 16 | 3.28% | 1.0278 | 1.0278 | 31.3364 | 31.3364 | 0.038235 | 0.091765 | 0.091765 | 0.091765 | 0.091765 | 0 | 0
2014-10-08 17:01 | 17 | 4.92% | 1.5418 | 1.5418 | 31.3364 | 31.3364 | 0.011275 | 0.027059 | 0.027059 | 0.027059 | 0.027059 | 0 | 0
2014-10-08 18:01 | 18 | 6.56% | 2.0557 | 2.0557 | 31.3364 | 31.3364 | 0.00098039 | 0.0023529 | 0.0023529 | 0.0023529 | 0.0023529 | 0 | 0
2014-10-08 19:01 | 19 | 9.84% | 3.0835 | 3.0835 | 31.3364 | 31.3364 | 0 | 0 | 0 | 0 | 0 | 0 | 0
2014-10-08 20:01 | 20 | 8.2% | 2.5696 | 2.5696 | 31.3364 | 31.3364 | 0 | 0 | 0 | 0 | 0 | 0 | 0
2014-10-08 21:01 | 21 | 6.56% | 2.0557 | 2.0557 | 31.3364 | 31.3364 | 0 | 0 | 0 | 0 | 0 | 0 | 0
2014-10-08 22:01 | 22 | 4.92% | 1.5418 | 1.5418 | 31.3364 | 31.3364 | 0 | 0 | 0 | 0 | 0 | 0 | 0
2014-10-08 23:01 | 23 | 3.28% | 1.0278 | 1.0278 | 31.3364 | 31.3364 | 0 | 0 | 0 | 0 | 0 | 0 | 0
2014-10-09 00:01 | 24 | 1.64% | 0.51392 | 0.51392 | 31.3364 | 31.3364 | 0 | 0 | 0 | 0 | 0 | 0 | 0
2014-10-09 01:01 | 1 | 1.64% | 0.51392 | 0.51392 | 31.3364 | 31.3364 | 0 | 0 | 0 | 0 | 0 | 0 | 0
2014-10-09 02:01 | 2 | 1.64% | 0.51392 | 0.51392 | 31.3364 | 31.3364 | 0 | 0 | 0 | 0 | 0 | 0 | 0
2014-10-09 03:01 | 3 | 1.64% | 0.51392 | 0.51392 | 31.3364 | 31.3364 | 0 | 0 | 0 | 0 | 0 | 0 | 0
2014-10-09 04:01 | 4 | 1.64% | 0.51392 | 0.51392 | 31.3364 | 31.3364 | 0 | 0 | 0 | 0 | 0 | 0 | 0
2014-10-09 05:01 | 5 | 1.64% | 0.51392 | 0.51392 | 31.3364 | 31.3364 | 0 | 0 | 0 | 0 | 0 | 0 | 0
2014-10-09 06:01 | 6 | 3.28% | 1.0278 | 1.0278 | 31.3364 | 31.3364 | 0 | 0 | 0 | 0 | 0 | 0 | 0
2014-10-09 07:01 | 7 | 4.92% | 1.5418 | 1.5418 | 31.3364 | 31.3364 | 0.0004902 | 0.0011765 | 0.0011765 | 0.0011765 | 0.0011765 | 0 | 0
2014-10-09 08:01 | 8 | 6.56% | 2.0557 | 2.0557 | 31.3364 | 31.3364 | 0.010294 | 0.024706 | 0.024706 | 0.024706 | 0.024706 | 0 | 0
2014-10-09 09:01 | 9 | 6.56% | 2.0557 | 2.0557 | 31.3364 | 31.3364 | 0.095588 | 0.22941 | 0.22941 | 0.22941 | 0.22941 | 0 | 0
2014-10-09 10:01 | 10 | 4.92% | 1.5418 | 1.5418 | 31.3364 | 31.3364 | 0.094608 | 0.22706 | 0.22706 | 0.22706 | 0.22706 | 0 | 0
2014-10-09 11:01 | 11 | 3.28% | 1.0278 | 1.0278 | 31.3364 | 31.3364 | 0.089216 | 0.21412 | 0.21412 | 0.21412 | 0.21412 | 0 | 0
2014-10-09 12:01 | 12 | 3.28% | 1.0278 | 1.0278 | 31.3364 | 31.3364 | 0.10931 | 0.26235 | 0.26235 | 0.26235 | 0.26235 | 0 | 0
2014-10-09 13:01 | 13 | 3.28% | 1.0278 | 1.0278 | 31.3364 | 31.3364 | 0.089706 | 0.21529 | 0.21529 | 0.21529 | 0.21529 | 0 | 0
2014-10-09 14:01 | 14 | 3.28% | 1.0278 | 1.0278 | 31.3364 | 31.3364 | 0.090686 | 0.21765 | 0.21765 | 0.21765 | 0.21765 | 0 | 0
2014-10-09 15:01 | 15 | 3.28% | 1.0278 | 1.0278 | 31.3364 | 31.3364 | 0.082353 | 0.19765 | 0.19765 | 0.19765 | 0.19765 | 0 | 0
2014-10-09 16:01 | 16 | 3.28% | 1.0278 | 1.0278 | 31.3364 | 31.3364 | 0.043627 | 0.10471 | 0.10471 | 0.10471 | 0.10471 | 0 | 0
2014-10-09 17:01 | 17 | 4.92% | 1.5418 | 1.5418 | 31.3364 | 31.3364 | 0.014216 | 0.034118 | 0.034118 | 0.034118 | 0.034118 | 0 | 0
2014-10-09 18:01 | 18 | 6.56% | 2.0557 | 2.0557 | 31.3364 | 31.3364 | 0.002451 | 0.0058824 | 0.0058824 | 0.0058824 | 0.0058824 | 0 | 0
2014-10-09 19:01 | 19 | 9.84% | 3.0835 | 3.0835 | 31.3364 | 31.3364 | 0 | 0 | 0 | 0 | 0 | 0 | 0
2014-10-09 20:01 | 20 | 8.2% | 2.5696 | 2.5696 | 31.3364 | 31.3364 | 0 | 0 | 0 | 0 | 0 | 0 | 0
2014-10-09 21:01 | 21 | 6.56% | 2.0557 | 2.0557 | 31.3364 | 31.3364 | 0 | 0 | 0 | 0 | 0 | 0 | 0
2014-10-09 22:01 | 22 | 4.92% | 1.5418 | 1.5418 | 31.3364 | 31.3364 | 0 | 0 | 0 | 0 | 0 | 0 | 0
2014-10-09 23:01 | 23 | 3.28% | 1.0278 | 1.0278 | 31.3364 | 31.3364 | 0 | 0 | 0 | 0 | 0 | 0 | 0
2014-10-10 00:01 | 24 | 1.64% | 0.51392 | 0.51392 | 31.3364 | 31.3364 | 0 | 0 | 0 | 0 | 0 | 0 | 0
2014-10-10 01:01 | 1 | 1.64% | 0.51392 | 0.51392 | 31.3364 | 31.3364 | 0 | 0 | 0 | 0 | 0 | 0 | 0
2014-10-10 02:01 | 2 | 1.64% | 0.51392 | 0.51392 | 31.3364 | 31.3364 | 0 | 0 | 0 | 0 | 0 | 0 | 0
2014-10-10 03:01 | 3 | 1.64% | 0.51392 | 0.51392 | 31.3364 | 31.3364 | 0 | 0 | 0 | 0 | 0 | 0 | 0
2014-10-10 04:01 | 4 | 1.64% | 0.51392 | 0.51392 | 31.3364 | 31.3364 | 0 | 0 | 0 | 0 | 0 | 0 | 0
2014-10-10 05:01 | 5 | 1.64% | 0.51392 | 0.51392 | 31.3364 | 31.3364 | 0 | 0 | 0 | 0 | 0 | 0 | 0
2014-10-10 06:01 | 6 | 3.28% | 1.0278 | 1.0278 | 31.3364 | 31.3364 | 0 | 0 | 0 | 0 | 0 | 0 | 0
2014-10-10 07:01 | 7 | 4.92% | 1.5418 | 1.5418 | 31.3364 | 31.3364 | 0.0004902 | 0.0011765 | 0.0011765 | 0.0011765 | 0.0011765 | 0 | 0
2014-10-10 08:01 | 8 | 6.56% | 2.0557 | 2.0557 | 31.3364 | 31.3364 | 0.011765 | 0.028235 | 0.028235 | 0.028235 | 0.028235 | 0 | 0
2014-10-10 09:01 | 9 | 6.56% | 2.0557 | 2.0557 | 31.3364 | 31.3364 | 0.073529 | 0.17647 | 0.17647 | 0.17647 | 0.17647 | 0 | 0
2014-10-10 10:01 | 10 | 4.92% | 1.5418 | 1.5418 | 31.3364 | 31.3364 | 0.1201 | 0.28824 | 0.28824 | 0.28824 | 0.28824 | 0 | 0
2014-10-10 11:01 | 11 | 3.28% | 1.0278 | 1.0278 | 31.3364 | 31.3364 | 0.13186 | 0.31647 | 0.31647 | 0.31647 | 0.31647 | 0 | 0
2014-10-10 12:01 | 12 | 3.28% | 1.0278 | 1.0278 | 31.3364 | 31.3364 | 0.11667 | 0.28 | 0.28 | 0.28 | 0.28 | 0 | 0
2014-10-10 13:01 | 13 | 3.28% | 1.0278 | 1.0278 | 31.3364 | 31.3364 | 0.10049 | 0.24118 | 0.24118 | 0.24118 | 0.24118 | 0 | 0
2014-10-10 14:01 | 14 | 3.28% | 1.0278 | 1.0278 | 31.3364 | 31.3364 | 0.081863 | 0.19647 | 0.19647 | 0.19647 | 0.19647 | 0 | 0
2014-10-10 15:01 | 15 | 3.28% | 1.0278 | 1.0278 | 31.3364 | 31.3364 | 0.069608 | 0.16706 | 0.16706 | 0.16706 | 0.16706 | 0 | 0
2014-10-10 16:01 | 16 | 3.28% | 1.0278 | 1.0278 | 31.3364 | 31.3364 | 0.032353 | 0.077647 | 0.077647 | 0.077647 | 0.077647 | 0 | 0
2014-10-10 17:01 | 17 | 4.92% | 1.5418 | 1.5418 | 31.3364 | 31.3364 | 0.0068627 | 0.016471 | 0.016471 | 0.016471 | 0.016471 | 0 | 0
2014-10-10 18:01 | 18 | 6.56% | 2.0557 | 2.0557 | 31.3364 | 31.3364 | 0.0004902 | 0.0011765 | 0.0011765 | 0.0011765 | 0.0011765 | 0 | 0
2014-10-10 19:01 | 19 | 9.84% | 3.0835 | 3.0835 | 31.3364 | 31.3364 | 0 | 0 | 0 | 0 | 0 | 0 | 0
2014-10-10 20:01 | 20 | 8.2% | 2.5696 | 2.5696 | 31.3364 | 31.3364 | 0 | 0 | 0 | 0 | 0 | 0 | 0
2014-10-10 21:01 | 21 | 6.56% | 2.0557 | 2.0557 | 31.3364 | 31.3364 | 0 | 0 | 0 | 0 | 0 | 0 | 0
2014-10-10 22:01 | 22 | 4.92% | 1.5418 | 1.5418 | 31.3364 | 31.3364 | 0 | 0 | 0 | 0 | 0 | 0 | 0
2014-10-10 23:01 | 23 | 3.28% | 1.0278 | 1.0278 | 31.3364 | 31.3364 | 0 | 0 | 0 | 0 | 0 | 0 | 0
2014-10-11 00:01 | 24 | 1.64% | 0.51392 | 0.51392 | 31.3364 | 31.3364 | 0 | 0 | 0 | 0 | 0 | 0 | 0
2014-10-11 01:01 | 1 | 1.64% | 0.51392 | 0.51392 | 31.3364 | 31.3364 | 0 | 0 | 0 | 0 | 0 | 0 | 0
2014-10-11 02:01 | 2 | 1.64% | 0.51392 | 0.51392 | 31.3364 | 31.3364 | 0 | 0 | 0 | 0 | 0 | 0 | 0
2014-10-11 03:01 | 3 | 1.64% | 0.51392 | 0.51392 | 31.3364 | 31.3364 | 0 | 0 | 0 | 0 | 0 | 0 | 0
2014-10-11 04:01 | 4 | 1.64% | 0.51392 | 0.51392 | 31.3364 | 31.3364 | 0 | 0 | 0 | 0 | 0 | 0 | 0
2014-10-11 05:01 | 5 | 1.64% | 0.51392 | 0.51392 | 31.3364 | 31.3364 | 0 | 0 | 0 | 0 | 0 | 0 | 0
2014-10-11 06:01 | 6 | 3.28% | 1.0278 | 1.0278 | 31.3364 | 31.3364 | 0 | 0 | 0 | 0 | 0 | 0 | 0
2014-10-11 07:01 | 7 | 4.92% | 1.5418 | 1.5418 | 31.3364 | 31.3364 | 0.0004902 | 0.0011765 | 0.0011765 | 0.0011765 | 0.0011765 | 0 | 0
2014-10-11 08:01 | 8 | 6.56% | 2.0557 | 2.0557 | 31.3364 | 31.3364 | 0.051471 | 0.12353 | 0.12353 | 0.12353 | 0.12353 | 0 | 0
2014-10-11 09:01 | 9 | 6.56% | 2.0557 | 2.0557 | 31.3364 | 31.3364 | 0.12794 | 0.30706 | 0.30706 | 0.30706 | 0.30706 | 0 | 0
2014-10-11 10:01 | 10 | 4.92% | 1.5418 | 1.5418 | 31.3364 | 31.3364 | 0.19559 | 0.46941 | 0.46941 | 0.46941 | 0.46941 | 0 | 0
2014-10-11 11:01 | 11 | 3.28% | 1.0278 | 1.0278 | 31.3364 | 31.3364 | 0.20196 | 0.48471 | 0.48471 | 0.48471 | 0.48471 | 0 | 0
2014-10-11 12:01 | 12 | 3.28% | 1.0278 | 1.0278 | 31.3364 | 31.3364 | 0.21569 | 0.51765 | 0.51765 | 0.51765 | 0.51765 | 0 | 0
2014-10-11 13:01 | 13 | 3.28% | 1.0278 | 1.0278 | 31.3364 | 31.3364 | 0.20735 | 0.49765 | 0.49765 | 0.49765 | 0.49765 | 0 | 0
2014-10-11 14:01 | 14 | 3.28% | 1.0278 | 1.0278 | 31.3364 | 31.3364 | 0.18971 | 0.45529 | 0.45529 | 0.45529 | 0.45529 | 0 | 0
2014-10-11 15:01 | 15 | 3.28% | 1.0278 | 1.0278 | 31.3364 | 31.3364 | 0.10392 | 0.24941 | 0.24941 | 0.24941 | 0.24941 | 0 | 0
2014-10-11 16:01 | 16 | 3.28% | 1.0278 | 1.0278 | 31.3364 | 31.3364 | 0.042157 | 0.10118 | 0.10118 | 0.10118 | 0.10118 | 0 | 0
2014-10-11 17:01 | 17 | 4.92% | 1.5418 | 1.5418 | 31.3364 | 31.3364 | 0.0088235 | 0.021176 | 0.021176 | 0.021176 | 0.021176 | 0 | 0
2014-10-11 18:01 | 18 | 6.56% | 2.0557 | 2.0557 | 31.3364 | 31.3364 | 0.0004902 | 0.0011765 | 0.0011765 | 0.0011765 | 0.0011765 | 0 | 0
2014-10-11 19:01 | 19 | 9.84% | 3.0835 | 3.0835 | 31.3364 | 31.3364 | 0 | 0 | 0 | 0 | 0 | 0 | 0
2014-10-11 20:01 | 20 | 8.2% | 2.5696 | 2.5696 | 31.3364 | 31.3364 | 0 | 0 | 0 | 0 | 0 | 0 | 0
2014-10-11 21:01 | 21 | 6.56% | 2.0557 | 2.0557 | 31.3364 | 31.3364 | 0 | 0 | 0 | 0 | 0 | 0 | 0
2014-10-11 22:01 | 22 | 4.92% | 1.5418 | 1.5418 | 31.3364 | 31.3364 | 0 | 0 | 0 | 0 | 0 | 0 | 0
2014-10-11 23:01 | 23 | 3.28% | 1.0278 | 1.0278 | 31.3364 | 31.3364 | 0 | 0 | 0 | 0 | 0 | 0 | 0
2014-10-12 00:01 | 24 | 1.64% | 0.51392 | 0.51392 | 31.3364 | 31.3364 | 0 | 0 | 0 | 0 | 0 | 0 | 0
2014-10-12 01:01 | 1 | 1.64% | 0.51392 | 0.51392 | 31.3364 | 31.3364 | 0 | 0 | 0 | 0 | 0 | 0 | 0
2014-10-12 02:01 | 2 | 1.64% | 0.51392 | 0.51392 | 31.3364 | 31.3364 | 0 | 0 | 0 | 0 | 0 | 0 | 0
2014-10-12 03:01 | 3 | 1.64% | 0.51392 | 0.51392 | 31.3364 | 31.3364 | 0 | 0 | 0 | 0 | 0 | 0 | 0
2014-10-12 04:01 | 4 | 1.64% | 0.51392 | 0.51392 | 31.3364 | 31.3364 | 0 | 0 | 0 | 0 | 0 | 0 | 0
2014-10-12 05:01 | 5 | 1.64% | 0.51392 | 0.51392 | 31.3364 | 31.3364 | 0 | 0 | 0 | 0 | 0 | 0 | 0
2014-10-12 06:01 | 6 | 3.28% | 1.0278 | 1.0278 | 31.3364 | 31.3364 | 0 | 0 | 0 | 0 | 0 | 0 | 0
2014-10-12 07:01 | 7 | 4.92% | 1.5418 | 1.5418 | 31.3364 | 31.3364 | 0.0014706 | 0.0035294 | 0.0035294 | 0.0035294 | 0.0035294 | 0 | 0
2014-10-12 08:01 | 8 | 6.56% | 2.0557 | 2.0557 | 31.3364 | 31.3364 | 0.057353 | 0.13765 | 0.13765 | 0.13765 | 0.13765 | 0 | 0
2014-10-12 09:01 | 9 | 6.56% | 2.0557 | 2.0557 | 31.3364 | 31.3364 | 0.14314 | 0.34353 | 0.34353 | 0.34353 | 0.34353 | 0 | 0
2014-10-12 10:01 | 10 | 4.92% | 1.5418 | 1.5418 | 31.3364 | 31.3364 | 0.18284 | 0.43882 | 0.43882 | 0.43882 | 0.43882 | 0 | 0
2014-10-12 11:01 | 11 | 3.28% | 1.0278 | 1.0278 | 31.3364 | 31.3364 | 0.2098 | 0.50353 | 0.50353 | 0.50353 | 0.50353 | 0 | 0
2014-10-12 12:01 | 12 | 3.28% | 1.0278 | 1.0278 | 31.3364 | 31.3364 | 0.20833 | 0.5 | 0.5 | 0.5 | 0.5 | 0 | 0
2014-10-12 13:01 | 13 | 3.28% | 1.0278 | 1.0278 | 31.3364 | 31.3364 | 0.19706 | 0.47294 | 0.47294 | 0.47294 | 0.47294 | 0 | 0
2014-10-12 14:01 | 14 | 3.28% | 1.0278 | 1.0278 | 31.3364 | 31.3364 | 0.17206 | 0.41294 | 0.41294 | 0.41294 | 0.41294 | 0 | 0
2014-10-12 15:01 | 15 | 3.28% | 1.0278 | 1.0278 | 31.3364 | 31.3364 | 0.14951 | 0.35882 | 0.35882 | 0.35882 | 0.35882 | 0 | 0
2014-10-12 16:01 | 16 | 3.28% | 1.0278 | 1.0278 | 31.3364 | 31.3364 | 0.05098 | 0.12235 | 0.12235 | 0.12235 | 0.12235 | 0 | 0
2014-10-12 17:01 | 17 | 4.92% | 1.5418 | 1.5418 | 31.3364 | 31.3364 | 0.0093137 | 0.022353 | 0.022353 | 0.022353 | 0.022353 | 0 | 0
2014-10-12 18:01 | 18 | 6.56% | 2.0557 | 2.0557 | 31.3364 | 31.3364 | 0.0004902 | 0.0011765 | 0.0011765 | 0.0011765 | 0.0011765 | 0 | 0
2014-10-12 19:01 | 19 | 9.84% | 3.0835 | 3.0835 | 31.3364 | 31.3364 | 0 | 0 | 0 | 0 | 0 | 0 | 0
2014-10-12 20:01 | 20 | 8.2% | 2.5696 | 2.5696 | 31.3364 | 31.3364 | 0 | 0 | 0 | 0 | 0 | 0 | 0
2014-10-12 21:01 | 21 | 6.56% | 2.0557 | 2.0557 | 31.3364 | 31.3364 | 0 | 0 | 0 | 0 | 0 | 0 | 0
2014-10-12 22:01 | 22 | 4.92% | 1.5418 | 1.5418 | 31.3364 | 31.3364 | 0 | 0 | 0 | 0 | 0 | 0 | 0
2014-10-12 23:01 | 23 | 3.28% | 1.0278 | 1.0278 | 31.3364 | 31.3364 | 0 | 0 | 0 | 0 | 0 | 0 | 0
2014-10-13 00:01 | 24 | 1.64% | 0.51392 | 0.51392 | 31.3364 | 31.3364 | 0 | 0 | 0 | 0 | 0 | 0 | 0
2014-10-13 01:01 | 1 | 1.64% | 0.51392 | 0.51392 | 31.3364 | 31.3364 | 0 | 0 | 0 | 0 | 0 | 0 | 0
2014-10-13 02:01 | 2 | 1.64% | 0.51392 | 0.51392 | 31.3364 | 31.3364 | 0 | 0 | 0 | 0 | 0 | 0 | 0
2014-10-13 03:01 | 3 | 1.64% | 0.51392 | 0.51392 | 31.3364 | 31.3364 | 0 | 0 | 0 | 0 | 0 | 0 | 0
2014-10-13 04:01 | 4 | 1.64% | 0.51392 | 0.51392 | 31.3364 | 31.3364 | 0 | 0 | 0 | 0 | 0 | 0 | 0
2014-10-13 05:01 | 5 | 1.64% | 0.51392 | 0.51392 | 31.3364 | 31.3364 | 0 | 0 | 0 | 0 | 0 | 0 | 0
2014-10-13 06:01 | 6 | 3.28% | 1.0278 | 1.0278 | 31.3364 | 31.3364 | 0 | 0 | 0 | 0 | 0 | 0 | 0
2014-10-13 07:01 | 7 | 4.92% | 1.5418 | 1.5418 | 31.3364 | 31.3364 | 0.0004902 | 0.0011765 | 0.0011765 | 0.0011765 | 0.0011765 | 0 | 0
2014-10-13 08:01 | 8 | 6.56% | 2.0557 | 2.0557 | 31.3364 | 31.3364 | 0.055882 | 0.13412 | 0.13412 | 0.13412 | 0.13412 | 0 | 0
2014-10-13 09:01 | 9 | 6.56% | 2.0557 | 2.0557 | 31.3364 | 31.3364 | 0.2201 | 0.52824 | 0.52824 | 0.52824 | 0.52824 | 0 | 0
2014-10-13 10:01 | 10 | 4.92% | 1.5418 | 1.5418 | 31.3364 | 31.3364 | 0.34118 | 0.81882 | 0.81882 | 0.81882 | 0.81882 | 0 | 0
2014-10-13 11:01 | 11 | 3.28% | 1.0278 | 1.0278 | 31.3364 | 31.3364 | 0.43971 | 1.0553 | 1.0553 | 1.0278 | 1.0278 | 0.02746 | 0.02746
2014-10-13 12:01 | 12 | 3.28% | 1.0278 | 1.0278 | 31.3364 | 31.3364 | 0.50931 | 1.2224 | 1.2224 | 1.0278 | 1.0278 | 0.19452 | 0.19452
2014-10-13 13:01 | 13 | 3.28% | 1.0278 | 1.0278 | 31.3364 | 31.3364 | 0.41422 | 0.99412 | 0.99412 | 0.99412 | 0.99412 | 0 | 0
2014-10-13 14:01 | 14 | 3.28% | 1.0278 | 1.0278 | 31.3364 | 31.3364 | 0.35441 | 0.85059 | 0.85059 | 0.85059 | 0.85059 | 0 | 0
2014-10-13 15:01 | 15 | 3.28% | 1.0278 | 1.0278 | 31.3364 | 31.3364 | 0.26765 | 0.64235 | 0.64235 | 0.64235 | 0.64235 | 0 | 0
2014-10-13 16:01 | 16 | 3.28% | 1.0278 | 1.0278 | 31.3364 | 31.3364 | 0.084314 | 0.20235 | 0.20235 | 0.20235 | 0.20235 | 0 | 0
2014-10-13 17:01 | 17 | 4.92% | 1.5418 | 1.5418 | 31.3364 | 31.3364 | 0.018627 | 0.044706 | 0.044706 | 0.044706 | 0.044706 | 0 | 0
2014-10-13 18:01 | 18 | 6.56% | 2.0557 | 2.0557 | 31.3364 | 31.3364 | 0.00098039 | 0.0023529 | 0.0023529 | 0.0023529 | 0.0023529 | 0 | 0
2014-10-13 19:01 | 19 | 9.84% | 3.0835 | 3.0835 | 31.3364 | 31.3364 | 0 | 0 | 0 | 0 | 0 | 0 | 0
2014-10-13 20:01 | 20 | 8.2% | 2.5696 | 2.5696 | 31.3364 | 31.3364 | 0 | 0 | 0 | 0 | 0 | 0 | 0
2014-10-13 21:01 | 21 | 6.56% | 2.0557 | 2.0557 | 31.3364 | 31.3364 | 0 | 0 | 0 | 0 | 0 | 0 | 0
2014-10-13 22:01 | 22 | 4.92% | 1.5418 | 1.5418 | 31.3364 | 31.3364 | 0 | 0 | 0 | 0 | 0 | 0 | 0
2014-10-13 23:01 | 23 | 3.28% | 1.0278 | 1.0278 | 31.3364 | 31.3364 | 0 | 0 | 0 | 0 | 0 | 0 | 0
2014-10-14 00:01 | 24 | 1.64% | 0.51392 | 0.51392 | 31.3364 | 31.3364 | 0 | 0 | 0 | 0 | 0 | 0 | 0
2014-10-14 01:01 | 1 | 1.64% | 0.51392 | 0.51392 | 31.3364 | 31.3364 | 0 | 0 | 0 | 0 | 0 | 0 | 0
2014-10-14 02:01 | 2 | 1.64% | 0.51392 | 0.51392 | 31.3364 | 31.3364 | 0 | 0 | 0 | 0 | 0 | 0 | 0
2014-10-14 03:01 | 3 | 1.64% | 0.51392 | 0.51392 | 31.3364 | 31.3364 | 0 | 0 | 0 | 0 | 0 | 0 | 0
2014-10-14 04:01 | 4 | 1.64% | 0.51392 | 0.51392 | 31.3364 | 31.3364 | 0 | 0 | 0 | 0 | 0 | 0 | 0
2014-10-14 05:01 | 5 | 1.64% | 0.51392 | 0.51392 | 31.3364 | 31.3364 | 0 | 0 | 0 | 0 | 0 | 0 | 0
2014-10-14 06:01 | 6 | 3.28% | 1.0278 | 1.0278 | 31.3364 | 31.3364 | 0 | 0 | 0 | 0 | 0 | 0 | 0
2014-10-14 07:01 | 7 | 4.92% | 1.5418 | 1.5418 | 31.3364 | 31.3364 | 0 | 0 | 0 | 0 | 0 | 0 | 0
2014-10-14 08:01 | 8 | 6.56% | 2.0557 | 2.0557 | 31.3364 | 31.3364 | 0.034804 | 0.083529 | 0.083529 | 0.083529 | 0.083529 | 0 | 0
2014-10-14 09:01 | 9 | 6.56% | 2.0557 | 2.0557 | 31.3364 | 31.3364 | 0.15392 | 0.36941 | 0.36941 | 0.36941 | 0.36941 | 0 | 0
2014-10-14 10:01 | 10 | 4.92% | 1.5418 | 1.5418 | 31.3364 | 31.3364 | 0.25049 | 0.60118 | 0.60118 | 0.60118 | 0.60118 | 0 | 0
2014-10-14 11:01 | 11 | 3.28% | 1.0278 | 1.0278 | 31.3364 | 31.3364 | 0.32892 | 0.78941 | 0.78941 | 0.78941 | 0.78941 | 0 | 0
2014-10-14 12:01 | 12 | 3.28% | 1.0278 | 1.0278 | 31.3364 | 31.3364 | 0.39412 | 0.94588 | 0.94588 | 0.94588 | 0.94588 | 0 | 0
2014-10-14 13:01 | 13 | 3.28% | 1.0278 | 1.0278 | 31.3364 | 31.3364 | 0.32108 | 0.77059 | 0.77059 | 0.77059 | 0.77059 | 0 | 0
2014-10-14 14:01 | 14 | 3.28% | 1.0278 | 1.0278 | 31.3364 | 31.3364 | 0.18284 | 0.43882 | 0.43882 | 0.43882 | 0.43882 | 0 | 0
2014-10-14 15:01 | 15 | 3.28% | 1.0278 | 1.0278 | 31.3364 | 31.3364 | 0.21912 | 0.52588 | 0.52588 | 0.52588 | 0.52588 | 0 | 0
2014-10-14 16:01 | 16 | 3.28% | 1.0278 | 1.0278 | 31.3364 | 31.3364 | 0.12157 | 0.29176 | 0.29176 | 0.29176 | 0.29176 | 0 | 0
2014-10-14 17:01 | 17 | 4.92% | 1.5418 | 1.5418 | 31.3364 | 31.3364 | 0.020098 | 0.048235 | 0.048235 | 0.048235 | 0.048235 | 0 | 0
2014-10-14 18:01 | 18 | 6.56% | 2.0557 | 2.0557 | 31.3364 | 31.3364 | 0.0014706 | 0.0035294 | 0.0035294 | 0.0035294 | 0.0035294 | 0 | 0
2014-10-14 19:01 | 19 | 9.84% | 3.0835 | 3.0835 | 31.3364 | 31.3364 | 0 | 0 | 0 | 0 | 0 | 0 | 0
2014-10-14 20:01 | 20 | 8.2% | 2.5696 | 2.5696 | 31.3364 | 31.3364 | 0 | 0 | 0 | 0 | 0 | 0 | 0
2014-10-14 21:01 | 21 | 6.56% | 2.0557 | 2.0557 | 31.3364 | 31.3364 | 0 | 0 | 0 | 0 | 0 | 0 | 0
2014-10-14 22:01 | 22 | 4.92% | 1.5418 | 1.5418 | 31.3364 | 31.3364 | 0 | 0 | 0 | 0 | 0 | 0 | 0
2014-10-14 23:01 | 23 | 3.28% | 1.0278 | 1.0278 | 31.3364 | 31.3364 | 0 | 0 | 0 | 0 | 0 | 0 | 0
2014-10-15 00:01 | 24 | 1.64% | 0.51392 | 0.51392 | 31.3364 | 31.3364 | 0 | 0 | 0 | 0 | 0 | 0 | 0
2014-10-15 01:01 | 1 | 1.64% | 0.51392 | 0.51392 | 31.3364 | 31.3364 | 0 | 0 | 0 | 0 | 0 | 0 | 0
2014-10-15 02:01 | 2 | 1.64% | 0.51392 | 0.51392 | 31.3364 | 31.3364 | 0 | 0 | 0 | 0 | 0 | 0 | 0
2014-10-15 03:01 | 3 | 1.64% | 0.51392 | 0.51392 | 31.3364 | 31.3364 | 0 | 0 | 0 | 0 | 0 | 0 | 0
2014-10-15 04:01 | 4 | 1.64% | 0.51392 | 0.51392 | 31.3364 | 31.3364 | 0 | 0 | 0 | 0 | 0 | 0 | 0
2014-10-15 05:01 | 5 | 1.64% | 0.51392 | 0.51392 | 31.3364 | 31.3364 | 0 | 0 | 0 | 0 | 0 | 0 | 0
2014-10-15 06:01 | 6 | 3.28% | 1.0278 | 1.0278 | 31.3364 | 31.3364 | 0 | 0 | 0 | 0 | 0 | 0 | 0
2014-10-15 07:01 | 7 | 4.92% | 1.5418 | 1.5418 | 31.3364 | 31.3364 | 0 | 0 | 0 | 0 | 0 | 0 | 0
2014-10-15 08:01 | 8 | 6.56% | 2.0557 | 2.0557 | 31.3364 | 31.3364 | 0.07549 | 0.18118 | 0.18118 | 0.18118 | 0.18118 | 0 | 0
2014-10-15 09:01 | 9 | 6.56% | 2.0557 | 2.0557 | 31.3364 | 31.3364 | 0.23873 | 0.57294 | 0.57294 | 0.57294 | 0.57294 | 0 | 0
2014-10-15 10:01 | 10 | 4.92% | 1.5418 | 1.5418 | 31.3364 | 31.3364 | 0.28529 | 0.68471 | 0.68471 | 0.68471 | 0.68471 | 0 | 0
2014-10-15 11:01 | 11 | 3.28% | 1.0278 | 1.0278 | 31.3364 | 31.3364 | 0.49755 | 1.1941 | 1.1941 | 1.0278 | 1.0278 | 0.16628 | 0.16628
2014-10-15 12:01 | 12 | 3.28% | 1.0278 | 1.0278 | 31.3364 | 31.3364 | 0.49706 | 1.1929 | 1.1929 | 1.0278 | 1.0278 | 0.16511 | 0.16511
2014-10-15 13:01 | 13 | 3.28% | 1.0278 | 1.0278 | 31.3364 | 31.3364 | 0.52696 | 1.2647 | 1.2647 | 1.0278 | 1.0278 | 0.23687 | 0.23687
2014-10-15 14:01 | 14 | 3.28% | 1.0278 | 1.0278 | 31.3364 | 31.3364 | 0.34902 | 0.83765 | 0.83765 | 0.83765 | 0.83765 | 0 | 0
2014-10-15 15:01 | 15 | 3.28% | 1.0278 | 1.0278 | 31.3364 | 31.3364 | 0.19314 | 0.46353 | 0.46353 | 0.46353 | 0.46353 | 0 | 0
2014-10-15 16:01 | 16 | 3.28% | 1.0278 | 1.0278 | 31.3364 | 31.3364 | 0.078431 | 0.18824 | 0.18824 | 0.18824 | 0.18824 | 0 | 0
2014-10-15 17:01 | 17 | 4.92% | 1.5418 | 1.5418 | 31.3364 | 31.3364 | 0.019118 | 0.045882 | 0.045882 | 0.045882 | 0.045882 | 0 | 0
2014-10-15 18:01 | 18 | 6.56% | 2.0557 | 2.0557 | 31.3364 | 31.3364 | 0.0004902 | 0.0011765 | 0.0011765 | 0.0011765 | 0.0011765 | 0 | 0
2014-10-15 19:01 | 19 | 9.84% | 3.0835 | 3.0835 | 31.3364 | 31.3364 | 0 | 0 | 0 | 0 | 0 | 0 | 0
2014-10-15 20:01 | 20 | 8.2% | 2.5696 | 2.5696 | 31.3364 | 31.3364 | 0 | 0 | 0 | 0 | 0 | 0 | 0
2014-10-15 21:01 | 21 | 6.56% | 2.0557 | 2.0557 | 31.3364 | 31.3364 | 0 | 0 | 0 | 0 | 0 | 0 | 0
2014-10-15 22:01 | 22 | 4.92% | 1.5418 | 1.5418 | 31.3364 | 31.3364 | 0 | 0 | 0 | 0 | 0 | 0 | 0
2014-10-15 23:01 | 23 | 3.28% | 1.0278 | 1.0278 | 31.3364 | 31.3364 | 0 | 0 | 0 | 0 | 0 | 0 | 0
2014-10-16 00:01 | 24 | 1.64% | 0.51392 | 0.51392 | 31.3364 | 31.3364 | 0 | 0 | 0 | 0 | 0 | 0 | 0
2014-10-16 01:01 | 1 | 1.64% | 0.51392 | 0.51392 | 31.3364 | 31.3364 | 0 | 0 | 0 | 0 | 0 | 0 | 0
2014-10-16 02:01 | 2 | 1.64% | 0.51392 | 0.51392 | 31.3364 | 31.3364 | 0 | 0 | 0 | 0 | 0 | 0 | 0
2014-10-16 03:01 | 3 | 1.64% | 0.51392 | 0.51392 | 31.3364 | 31.3364 | 0 | 0 | 0 | 0 | 0 | 0 | 0
2014-10-16 04:01 | 4 | 1.64% | 0.51392 | 0.51392 | 31.3364 | 31.3364 | 0 | 0 | 0 | 0 | 0 | 0 | 0
2014-10-16 05:01 | 5 | 1.64% | 0.51392 | 0.51392 | 31.3364 | 31.3364 | 0 | 0 | 0 | 0 | 0 | 0 | 0
2014-10-16 06:01 | 6 | 3.28% | 1.0278 | 1.0278 | 31.3364 | 31.3364 | 0 | 0 | 0 | 0 | 0 | 0 | 0
2014-10-16 07:01 | 7 | 4.92% | 1.5418 | 1.5418 | 31.3364 | 31.3364 | 0 | 0 | 0 | 0 | 0 | 0 | 0
2014-10-16 08:01 | 8 | 6.56% | 2.0557 | 2.0557 | 31.3364 | 31.3364 | 0.027941 | 0.067059 | 0.067059 | 0.067059 | 0.067059 | 0 | 0
2014-10-16 09:01 | 9 | 6.56% | 2.0557 | 2.0557 | 31.3364 | 31.3364 | 0.12255 | 0.29412 | 0.29412 | 0.29412 | 0.29412 | 0 | 0
2014-10-16 10:01 | 10 | 4.92% | 1.5418 | 1.5418 | 31.3364 | 31.3364 | 0.24069 | 0.57765 | 0.57765 | 0.57765 | 0.57765 | 0 | 0
2014-10-16 11:01 | 11 | 3.28% | 1.0278 | 1.0278 | 31.3364 | 31.3364 | 0.41471 | 0.99529 | 0.99529 | 0.99529 | 0.99529 | 0 | 0
2014-10-16 12:01 | 12 | 3.28% | 1.0278 | 1.0278 | 31.3364 | 31.3364 | 0.51765 | 1.2424 | 1.2424 | 1.0278 | 1.0278 | 0.21452 | 0.21452
2014-10-16 13:01 | 13 | 3.28% | 1.0278 | 1.0278 | 31.3364 | 31.3364 | 0.4201 | 1.0082 | 1.0082 | 1.0082 | 1.0082 | 0 | 0
2014-10-16 14:01 | 14 | 3.28% | 1.0278 | 1.0278 | 31.3364 | 31.3364 | 0.26569 | 0.63765 | 0.63765 | 0.63765 | 0.63765 | 0 | 0
2014-10-16 15:01 | 15 | 3.28% | 1.0278 | 1.0278 | 31.3364 | 31.3364 | 0.15392 | 0.36941 | 0.36941 | 0.36941 | 0.36941 | 0 | 0
2014-10-16 16:01 | 16 | 3.28% | 1.0278 | 1.0278 | 31.3364 | 31.3364 | 0.07598 | 0.18235 | 0.18235 | 0.18235 | 0.18235 | 0 | 0
2014-10-16 17:01 | 17 | 4.92% | 1.5418 | 1.5418 | 31.3364 | 31.3364 | 0.014706 | 0.035294 | 0.035294 | 0.035294 | 0.035294 | 0 | 0
2014-10-16 18:01 | 18 | 6.56% | 2.0557 | 2.0557 | 31.3364 | 31.3364 | 0.0014706 | 0.0035294 | 0.0035294 | 0.0035294 | 0.0035294 | 0 | 0
2014-10-16 19:01 | 19 | 9.84% | 3.0835 | 3.0835 | 31.3364 | 31.3364 | 0 | 0 | 0 | 0 | 0 | 0 | 0
2014-10-16 20:01 | 20 | 8.2% | 2.5696 | 2.5696 | 31.3364 | 31.3364 | 0 | 0 | 0 | 0 | 0 | 0 | 0
2014-10-16 21:01 | 21 | 6.56% | 2.0557 | 2.0557 | 31.3364 | 31.3364 | 0 | 0 | 0 | 0 | 0 | 0 | 0
2014-10-16 22:01 | 22 | 4.92% | 1.5418 | 1.5418 | 31.3364 | 31.3364 | 0 | 0 | 0 | 0 | 0 | 0 | 0
2014-10-16 23:01 | 23 | 3.28% | 1.0278 | 1.0278 | 31.3364 | 31.3364 | 0 | 0 | 0 | 0 | 0 | 0 | 0
2014-10-17 00:01 | 24 | 1.64% | 0.51392 | 0.51392 | 31.3364 | 31.3364 | 0 | 0 | 0 | 0 | 0 | 0 | 0
2014-10-17 01:01 | 1 | 1.64% | 0.51392 | 0.51392 | 31.3364 | 31.3364 | 0 | 0 | 0 | 0 | 0 | 0 | 0
2014-10-17 02:01 | 2 | 1.64% | 0.51392 | 0.51392 | 31.3364 | 31.3364 | 0 | 0 | 0 | 0 | 0 | 0 | 0
2014-10-17 03:01 | 3 | 1.64% | 0.51392 | 0.51392 | 31.3364 | 31.3364 | 0 | 0 | 0 | 0 | 0 | 0 | 0
2014-10-17 04:01 | 4 | 1.64% | 0.51392 | 0.51392 | 31.3364 | 31.3364 | 0 | 0 | 0 | 0 | 0 | 0 | 0
2014-10-17 05:01 | 5 | 1.64% | 0.51392 | 0.51392 | 31.3364 | 31.3364 | 0 | 0 | 0 | 0 | 0 | 0 | 0
2014-10-17 06:01 | 6 | 3.28% | 1.0278 | 1.0278 | 31.3364 | 31.3364 | 0 | 0 | 0 | 0 | 0 | 0 | 0
2014-10-17 07:01 | 7 | 4.92% | 1.5418 | 1.5418 | 31.3364 | 31.3364 | 0 | 0 | 0 | 0 | 0 | 0 | 0
2014-10-17 08:01 | 8 | 6.56% | 2.0557 | 2.0557 | 31.3364 | 31.3364 | 0.022059 | 0.052941 | 0.052941 | 0.052941 | 0.052941 | 0 | 0
2014-10-17 09:01 | 9 | 6.56% | 2.0557 | 2.0557 | 31.3364 | 31.3364 | 0.1549 | 0.37176 | 0.37176 | 0.37176 | 0.37176 | 0 | 0
2014-10-17 10:01 | 10 | 4.92% | 1.5418 | 1.5418 | 31.3364 | 31.3364 | 0.28627 | 0.68706 | 0.68706 | 0.68706 | 0.68706 | 0 | 0
2014-10-17 11:01 | 11 | 3.28% | 1.0278 | 1.0278 | 31.3364 | 31.3364 | 0.38382 | 0.92118 | 0.92118 | 0.92118 | 0.92118 | 0 | 0
2014-10-17 12:01 | 12 | 3.28% | 1.0278 | 1.0278 | 31.3364 | 31.3364 | 0.36814 | 0.88353 | 0.88353 | 0.88353 | 0.88353 | 0 | 0
2014-10-17 13:01 | 13 | 3.28% | 1.0278 | 1.0278 | 31.3364 | 31.3364 | 0.2951 | 0.70824 | 0.70824 | 0.70824 | 0.70824 | 0 | 0
2014-10-17 14:01 | 14 | 3.28% | 1.0278 | 1.0278 | 31.3364 | 31.3364 | 0.26324 | 0.63176 | 0.63176 | 0.63176 | 0.63176 | 0 | 0
2014-10-17 15:01 | 15 | 3.28% | 1.0278 | 1.0278 | 31.3364 | 31.3364 | 0.10294 | 0.24706 | 0.24706 | 0.24706 | 0.24706 | 0 | 0
2014-10-17 16:01 | 16 | 3.28% | 1.0278 | 1.0278 | 31.3364 | 31.3364 | 0.038235 | 0.091765 | 0.091765 | 0.091765 | 0.091765 | 0 | 0
2014-10-17 17:01 | 17 | 4.92% | 1.5418 | 1.5418 | 31.3364 | 31.3364 | 0.0063725 | 0.015294 | 0.015294 | 0.015294 | 0.015294 | 0 | 0
2014-10-17 18:01 | 18 | 6.56% | 2.0557 | 2.0557 | 31.3364 | 31.3364 | 0.0004902 | 0.0011765 | 0.0011765 | 0.0011765 | 0.0011765 | 0 | 0
2014-10-17 19:01 | 19 | 9.84% | 3.0835 | 3.0835 | 31.3364 | 31.3364 | 0 | 0 | 0 | 0 | 0 | 0 | 0
2014-10-17 20:01 | 20 | 8.2% | 2.5696 | 2.5696 | 31.3364 | 31.3364 | 0 | 0 | 0 | 0 | 0 | 0 | 0
2014-10-17 21:01 | 21 | 6.56% | 2.0557 | 2.0557 | 31.3364 | 31.3364 | 0 | 0 | 0 | 0 | 0 | 0 | 0
2014-10-17 22:01 | 22 | 4.92% | 1.5418 | 1.5418 | 31.3364 | 31.3364 | 0 | 0 | 0 | 0 | 0 | 0 | 0
2014-10-17 23:01 | 23 | 3.28% | 1.0278 | 1.0278 | 31.3364 | 31.3364 | 0 | 0 | 0 | 0 | 0 | 0 | 0
2014-10-18 00:01 | 24 | 1.64% | 0.51392 | 0.51392 | 31.3364 | 31.3364 | 0 | 0 | 0 | 0 | 0 | 0 | 0
2014-10-18 01:01 | 1 | 1.64% | 0.51392 | 0.51392 | 31.3364 | 31.3364 | 0 | 0 | 0 | 0 | 0 | 0 | 0
2014-10-18 02:01 | 2 | 1.64% | 0.51392 | 0.51392 | 31.3364 | 31.3364 | 0 | 0 | 0 | 0 | 0 | 0 | 0
2014-10-18 03:01 | 3 | 1.64% | 0.51392 | 0.51392 | 31.3364 | 31.3364 | 0 | 0 | 0 | 0 | 0 | 0 | 0
2014-10-18 04:01 | 4 | 1.64% | 0.51392 | 0.51392 | 31.3364 | 31.3364 | 0 | 0 | 0 | 0 | 0 | 0 | 0
2014-10-18 05:01 | 5 | 1.64% | 0.51392 | 0.51392 | 31.3364 | 31.3364 | 0 | 0 | 0 | 0 | 0 | 0 | 0
2014-10-18 06:01 | 6 | 3.28% | 1.0278 | 1.0278 | 31.3364 | 31.3364 | 0 | 0 | 0 | 0 | 0 | 0 | 0
2014-10-18 07:01 | 7 | 4.92% | 1.5418 | 1.5418 | 31.3364 | 31.3364 | 0 | 0 | 0 | 0 | 0 | 0 | 0
2014-10-18 08:01 | 8 | 6.56% | 2.0557 | 2.0557 | 31.3364 | 31.3364 | 0.029412 | 0.070588 | 0.070588 | 0.070588 | 0.070588 | 0 | 0
2014-10-18 09:01 | 9 | 6.56% | 2.0557 | 2.0557 | 31.3364 | 31.3364 | 0.21225 | 0.50941 | 0.50941 | 0.50941 | 0.50941 | 0 | 0
2014-10-18 10:01 | 10 | 4.92% | 1.5418 | 1.5418 | 31.3364 | 31.3364 | 0.30784 | 0.73882 | 0.73882 | 0.73882 | 0.73882 | 0 | 0
2014-10-18 11:01 | 11 | 3.28% | 1.0278 | 1.0278 | 31.3364 | 31.3364 | 0.31471 | 0.75529 | 0.75529 | 0.75529 | 0.75529 | 0 | 0
2014-10-18 12:01 | 12 | 3.28% | 1.0278 | 1.0278 | 31.3364 | 31.3364 | 0.29657 | 0.71176 | 0.71176 | 0.71176 | 0.71176 | 0 | 0
2014-10-18 13:01 | 13 | 3.28% | 1.0278 | 1.0278 | 31.3364 | 31.3364 | 0.22108 | 0.53059 | 0.53059 | 0.53059 | 0.53059 | 0 | 0
2014-10-18 14:01 | 14 | 3.28% | 1.0278 | 1.0278 | 31.3364 | 31.3364 | 0.13284 | 0.31882 | 0.31882 | 0.31882 | 0.31882 | 0 | 0
2014-10-18 15:01 | 15 | 3.28% | 1.0278 | 1.0278 | 31.3364 | 31.3364 | 0.09902 | 0.23765 | 0.23765 | 0.23765 | 0.23765 | 0 | 0
2014-10-18 16:01 | 16 | 3.28% | 1.0278 | 1.0278 | 31.3364 | 31.3364 | 0.031373 | 0.075294 | 0.075294 | 0.075294 | 0.075294 | 0 | 0
2014-10-18 17:01 | 17 | 4.92% | 1.5418 | 1.5418 | 31.3364 | 31.3364 | 0.0039216 | 0.0094118 | 0.0094118 | 0.0094118 | 0.0094118 | 0 | 0
2014-10-18 18:01 | 18 | 6.56% | 2.0557 | 2.0557 | 31.3364 | 31.3364 | 0 | 0 | 0 | 0 | 0 | 0 | 0
2014-10-18 19:01 | 19 | 9.84% | 3.0835 | 3.0835 | 31.3364 | 31.3364 | 0 | 0 | 0 | 0 | 0 | 0 | 0
2014-10-18 20:01 | 20 | 8.2% | 2.5696 | 2.5696 | 31.3364 | 31.3364 | 0 | 0 | 0 | 0 | 0 | 0 | 0
2014-10-18 21:01 | 21 | 6.56% | 2.0557 | 2.0557 | 31.3364 | 31.3364 | 0 | 0 | 0 | 0 | 0 | 0 | 0
2014-10-18 22:01 | 22 | 4.92% | 1.5418 | 1.5418 | 31.3364 | 31.3364 | 0 | 0 | 0 | 0 | 0 | 0 | 0
2014-10-18 23:01 | 23 | 3.28% | 1.0278 | 1.0278 | 31.3364 | 31.3364 | 0 | 0 | 0 | 0 | 0 | 0 | 0
2014-10-19 00:01 | 24 | 1.64% | 0.51392 | 0.51392 | 31.3364 | 31.3364 | 0 | 0 | 0 | 0 | 0 | 0 | 0
2014-10-19 01:01 | 1 | 1.64% | 0.51392 | 0.51392 | 31.3364 | 31.3364 | 0 | 0 | 0 | 0 | 0 | 0 | 0
2014-10-19 02:01 | 2 | 1.64% | 0.51392 | 0.51392 | 31.3364 | 31.3364 | 0 | 0 | 0 | 0 | 0 | 0 | 0
2014-10-19 03:01 | 3 | 1.64% | 0.51392 | 0.51392 | 31.3364 | 31.3364 | 0 | 0 | 0 | 0 | 0 | 0 | 0
2014-10-19 04:01 | 4 | 1.64% | 0.51392 | 0.51392 | 31.3364 | 31.3364 | 0 | 0 | 0 | 0 | 0 | 0 | 0
2014-10-19 05:01 | 5 | 1.64% | 0.51392 | 0.51392 | 31.3364 | 31.3364 | 0 | 0 | 0 | 0 | 0 | 0 | 0
2014-10-19 06:01 | 6 | 3.28% | 1.0278 | 1.0278 | 31.3364 | 31.3364 | 0 | 0 | 0 | 0 | 0 | 0 | 0
2014-10-19 07:01 | 7 | 4.92% | 1.5418 | 1.5418 | 31.3364 | 31.3364 | 0 | 0 | 0 | 0 | 0 | 0 | 0
2014-10-19 08:01 | 8 | 6.56% | 2.0557 | 2.0557 | 31.3364 | 31.3364 | 0.020098 | 0.048235 | 0.048235 | 0.048235 | 0.048235 | 0 | 0
2014-10-19 09:01 | 9 | 6.56% | 2.0557 | 2.0557 | 31.3364 | 31.3364 | 0.11618 | 0.27882 | 0.27882 | 0.27882 | 0.27882 | 0 | 0
2014-10-19 10:01 | 10 | 4.92% | 1.5418 | 1.5418 | 31.3364 | 31.3364 | 0.16667 | 0.4 | 0.4 | 0.4 | 0.4 | 0 | 0
2014-10-19 11:01 | 11 | 3.28% | 1.0278 | 1.0278 | 31.3364 | 31.3364 | 0.28824 | 0.69176 | 0.69176 | 0.69176 | 0.69176 | 0 | 0
2014-10-19 12:01 | 12 | 3.28% | 1.0278 | 1.0278 | 31.3364 | 31.3364 | 0.29069 | 0.69765 | 0.69765 | 0.69765 | 0.69765 | 0 | 0
2014-10-19 13:01 | 13 | 3.28% | 1.0278 | 1.0278 | 31.3364 | 31.3364 | 0.2201 | 0.52824 | 0.52824 | 0.52824 | 0.52824 | 0 | 0
2014-10-19 14:01 | 14 | 3.28% | 1.0278 | 1.0278 | 31.3364 | 31.3364 | 0.22745 | 0.54588 | 0.54588 | 0.54588 | 0.54588 | 0 | 0
2014-10-19 15:01 | 15 | 3.28% | 1.0278 | 1.0278 | 31.3364 | 31.3364 | 0.13873 | 0.33294 | 0.33294 | 0.33294 | 0.33294 | 0 | 0
2014-10-19 16:01 | 16 | 3.28% | 1.0278 | 1.0278 | 31.3364 | 31.3364 | 0.054902 | 0.13176 | 0.13176 | 0.13176 | 0.13176 | 0 | 0
2014-10-19 17:01 | 17 | 4.92% | 1.5418 | 1.5418 | 31.3364 | 31.3364 | 0.018627 | 0.044706 | 0.044706 | 0.044706 | 0.044706 | 0 | 0
2014-10-19 18:01 | 18 | 6.56% | 2.0557 | 2.0557 | 31.3364 | 31.3364 | 0.00098039 | 0.0023529 | 0.0023529 | 0.0023529 | 0.0023529 | 0 | 0
2014-10-19 19:01 | 19 | 9.84% | 3.0835 | 3.0835 | 31.3364 | 31.3364 | 0 | 0 | 0 | 0 | 0 | 0 | 0
2014-10-19 20:01 | 20 | 8.2% | 2.5696 | 2.5696 | 31.3364 | 31.3364 | 0 | 0 | 0 | 0 | 0 | 0 | 0
2014-10-19 21:01 | 21 | 6.56% | 2.0557 | 2.0557 | 31.3364 | 31.3364 | 0 | 0 | 0 | 0 | 0 | 0 | 0
2014-10-19 22:01 | 22 | 4.92% | 1.5418 | 1.5418 | 31.3364 | 31.3364 | 0 | 0 | 0 | 0 | 0 | 0 | 0
2014-10-19 23:01 | 23 | 3.28% | 1.0278 | 1.0278 | 31.3364 | 31.3364 | 0 | 0 | 0 | 0 | 0 | 0 | 0
2014-10-20 00:01 | 24 | 1.64% | 0.51392 | 0.51392 | 31.3364 | 31.3364 | 0 | 0 | 0 | 0 | 0 | 0 | 0
2014-10-20 01:01 | 1 | 1.64% | 0.51392 | 0.51392 | 31.3364 | 31.3364 | 0 | 0 | 0 | 0 | 0 | 0 | 0
2014-10-20 02:01 | 2 | 1.64% | 0.51392 | 0.51392 | 31.3364 | 31.3364 | 0 | 0 | 0 | 0 | 0 | 0 | 0
2014-10-20 03:01 | 3 | 1.64% | 0.51392 | 0.51392 | 31.3364 | 31.3364 | 0 | 0 | 0 | 0 | 0 | 0 | 0
2014-10-20 04:01 | 4 | 1.64% | 0.51392 | 0.51392 | 31.3364 | 31.3364 | 0 | 0 | 0 | 0 | 0 | 0 | 0
2014-10-20 05:01 | 5 | 1.64% | 0.51392 | 0.51392 | 31.3364 | 31.3364 | 0 | 0 | 0 | 0 | 0 | 0 | 0
2014-10-20 06:01 | 6 | 3.28% | 1.0278 | 1.0278 | 31.3364 | 31.3364 | 0 | 0 | 0 | 0 | 0 | 0 | 0
2014-10-20 07:01 | 7 | 4.92% | 1.5418 | 1.5418 | 31.3364 | 31.3364 | 0 | 0 | 0 | 0 | 0 | 0 | 0
2014-10-20 08:01 | 8 | 6.56% | 2.0557 | 2.0557 | 31.3364 | 31.3364 | 0.023529 | 0.056471 | 0.056471 | 0.056471 | 0.056471 | 0 | 0
2014-10-20 09:01 | 9 | 6.56% | 2.0557 | 2.0557 | 31.3364 | 31.3364 | 0.23333 | 0.56 | 0.56 | 0.56 | 0.56 | 0 | 0
2014-10-20 10:01 | 10 | 4.92% | 1.5418 | 1.5418 | 31.3364 | 31.3364 | 0.32549 | 0.78118 | 0.78118 | 0.78118 | 0.78118 | 0 | 0
2014-10-20 11:01 | 11 | 3.28% | 1.0278 | 1.0278 | 31.3364 | 31.3364 | 0.34853 | 0.83647 | 0.83647 | 0.83647 | 0.83647 | 0 | 0
2014-10-20 12:01 | 12 | 3.28% | 1.0278 | 1.0278 | 31.3364 | 31.3364 | 0.33235 | 0.79765 | 0.79765 | 0.79765 | 0.79765 | 0 | 0
2014-10-20 13:01 | 13 | 3.28% | 1.0278 | 1.0278 | 31.3364 | 31.3364 | 0.28676 | 0.68824 | 0.68824 | 0.68824 | 0.68824 | 0 | 0
2014-10-20 14:01 | 14 | 3.28% | 1.0278 | 1.0278 | 31.3364 | 31.3364 | 0.24951 | 0.59882 | 0.59882 | 0.59882 | 0.59882 | 0 | 0
2014-10-20 15:01 | 15 | 3.28% | 1.0278 | 1.0278 | 31.3364 | 31.3364 | 0.18971 | 0.45529 | 0.45529 | 0.45529 | 0.45529 | 0 | 0
2014-10-20 16:01 | 16 | 3.28% | 1.0278 | 1.0278 | 31.3364 | 31.3364 | 0.09902 | 0.23765 | 0.23765 | 0.23765 | 0.23765 | 0 | 0
2014-10-20 17:01 | 17 | 4.92% | 1.5418 | 1.5418 | 31.3364 | 31.3364 | 0.015686 | 0.037647 | 0.037647 | 0.037647 | 0.037647 | 0 | 0
2014-10-20 18:01 | 18 | 6.56% | 2.0557 | 2.0557 | 31.3364 | 31.3364 | 0.0004902 | 0.0011765 | 0.0011765 | 0.0011765 | 0.0011765 | 0 | 0
2014-10-20 19:01 | 19 | 9.84% | 3.0835 | 3.0835 | 31.3364 | 31.3364 | 0 | 0 | 0 | 0 | 0 | 0 | 0
2014-10-20 20:01 | 20 | 8.2% | 2.5696 | 2.5696 | 31.3364 | 31.3364 | 0 | 0 | 0 | 0 | 0 | 0 | 0
2014-10-20 21:01 | 21 | 6.56% | 2.0557 | 2.0557 | 31.3364 | 31.3364 | 0 | 0 | 0 | 0 | 0 | 0 | 0
2014-10-20 22:01 | 22 | 4.92% | 1.5418 | 1.5418 | 31.3364 | 31.3364 | 0 | 0 | 0 | 0 | 0 | 0 | 0
2014-10-20 23:01 | 23 | 3.28% | 1.0278 | 1.0278 | 31.3364 | 31.3364 | 0 | 0 | 0 | 0 | 0 | 0 | 0
2014-10-21 00:01 | 24 | 1.64% | 0.51392 | 0.51392 | 31.3364 | 31.3364 | 0 | 0 | 0 | 0 | 0 | 0 | 0
2014-10-21 01:01 | 1 | 1.64% | 0.51392 | 0.51392 | 31.3364 | 31.3364 | 0 | 0 | 0 | 0 | 0 | 0 | 0
2014-10-21 02:01 | 2 | 1.64% | 0.51392 | 0.51392 | 31.3364 | 31.3364 | 0 | 0 | 0 | 0 | 0 | 0 | 0
2014-10-21 03:01 | 3 | 1.64% | 0.51392 | 0.51392 | 31.3364 | 31.3364 | 0 | 0 | 0 | 0 | 0 | 0 | 0
2014-10-21 04:01 | 4 | 1.64% | 0.51392 | 0.51392 | 31.3364 | 31.3364 | 0 | 0 | 0 | 0 | 0 | 0 | 0
2014-10-21 05:01 | 5 | 1.64% | 0.51392 | 0.51392 | 31.3364 | 31.3364 | 0 | 0 | 0 | 0 | 0 | 0 | 0
2014-10-21 06:01 | 6 | 3.28% | 1.0278 | 1.0278 | 31.3364 | 31.3364 | 0 | 0 | 0 | 0 | 0 | 0 | 0
2014-10-21 07:01 | 7 | 4.92% | 1.5418 | 1.5418 | 31.3364 | 31.3364 | 0 | 0 | 0 | 0 | 0 | 0 | 0
2014-10-21 08:01 | 8 | 6.56% | 2.0557 | 2.0557 | 31.3364 | 31.3364 | 0.035294 | 0.084706 | 0.084706 | 0.084706 | 0.084706 | 0 | 0
2014-10-21 09:01 | 9 | 6.56% | 2.0557 | 2.0557 | 31.3364 | 31.3364 | 0.24559 | 0.58941 | 0.58941 | 0.58941 | 0.58941 | 0 | 0
2014-10-21 10:01 | 10 | 4.92% | 1.5418 | 1.5418 | 31.3364 | 31.3364 | 0.45392 | 1.0894 | 1.0894 | 1.0894 | 1.0894 | 0 | 0
2014-10-21 11:01 | 11 | 3.28% | 1.0278 | 1.0278 | 31.3364 | 31.3364 | 0.5451 | 1.3082 | 1.3082 | 1.0278 | 1.0278 | 0.2804 | 0.2804
2014-10-21 12:01 | 12 | 3.28% | 1.0278 | 1.0278 | 31.3364 | 31.3364 | 0.58137 | 1.3953 | 1.3953 | 1.0278 | 1.0278 | 0.36746 | 0.36746
2014-10-21 13:01 | 13 | 3.28% | 1.0278 | 1.0278 | 31.3364 | 31.3364 | 0.46078 | 1.1059 | 1.1059 | 1.0278 | 1.0278 | 0.078048 | 0.078048
2014-10-21 14:01 | 14 | 3.28% | 1.0278 | 1.0278 | 31.3364 | 31.3364 | 0.38284 | 0.91882 | 0.91882 | 0.91882 | 0.91882 | 0 | 0
2014-10-21 15:01 | 15 | 3.28% | 1.0278 | 1.0278 | 31.3364 | 31.3364 | 0.23088 | 0.55412 | 0.55412 | 0.55412 | 0.55412 | 0 | 0
2014-10-21 16:01 | 16 | 3.28% | 1.0278 | 1.0278 | 31.3364 | 31.3364 | 0.059314 | 0.14235 | 0.14235 | 0.14235 | 0.14235 | 0 | 0
2014-10-21 17:01 | 17 | 4.92% | 1.5418 | 1.5418 | 31.3364 | 31.3364 | 0.0029412 | 0.0070588 | 0.0070588 | 0.0070588 | 0.0070588 | 0 | 0
2014-10-21 18:01 | 18 | 6.56% | 2.0557 | 2.0557 | 31.3364 | 31.3364 | 0 | 0 | 0 | 0 | 0 | 0 | 0
2014-10-21 19:01 | 19 | 9.84% | 3.0835 | 3.0835 | 31.3364 | 31.3364 | 0 | 0 | 0 | 0 | 0 | 0 | 0
2014-10-21 20:01 | 20 | 8.2% | 2.5696 | 2.5696 | 31.3364 | 31.3364 | 0 | 0 | 0 | 0 | 0 | 0 | 0
2014-10-21 21:01 | 21 | 6.56% | 2.0557 | 2.0557 | 31.3364 | 31.3364 | 0 | 0 | 0 | 0 | 0 | 0 | 0
2014-10-21 22:01 | 22 | 4.92% | 1.5418 | 1.5418 | 31.3364 | 31.3364 | 0 | 0 | 0 | 0 | 0 | 0 | 0
2014-10-21 23:01 | 23 | 3.28% | 1.0278 | 1.0278 | 31.3364 | 31.3364 | 0 | 0 | 0 | 0 | 0 | 0 | 0
2014-10-22 00:01 | 24 | 1.64% | 0.51392 | 0.51392 | 31.3364 | 31.3364 | 0 | 0 | 0 | 0 | 0 | 0 | 0
2014-10-22 01:01 | 1 | 1.64% | 0.51392 | 0.51392 | 31.3364 | 31.3364 | 0 | 0 | 0 | 0 | 0 | 0 | 0
2014-10-22 02:01 | 2 | 1.64% | 0.51392 | 0.51392 | 31.3364 | 31.3364 | 0 | 0 | 0 | 0 | 0 | 0 | 0
2014-10-22 03:01 | 3 | 1.64% | 0.51392 | 0.51392 | 31.3364 | 31.3364 | 0 | 0 | 0 | 0 | 0 | 0 | 0
2014-10-22 04:01 | 4 | 1.64% | 0.51392 | 0.51392 | 31.3364 | 31.3364 | 0 | 0 | 0 | 0 | 0 | 0 | 0
2014-10-22 05:01 | 5 | 1.64% | 0.51392 | 0.51392 | 31.3364 | 31.3364 | 0 | 0 | 0 | 0 | 0 | 0 | 0
2014-10-22 06:01 | 6 | 3.28% | 1.0278 | 1.0278 | 31.3364 | 31.3364 | 0 | 0 | 0 | 0 | 0 | 0 | 0
2014-10-22 07:01 | 7 | 4.92% | 1.5418 | 1.5418 | 31.3364 | 31.3364 | 0 | 0 | 0 | 0 | 0 | 0 | 0
2014-10-22 08:01 | 8 | 6.56% | 2.0557 | 2.0557 | 31.3364 | 31.3364 | 0.021569 | 0.051765 | 0.051765 | 0.051765 | 0.051765 | 0 | 0
2014-10-22 09:01 | 9 | 6.56% | 2.0557 | 2.0557 | 31.3364 | 31.3364 | 0.17451 | 0.41882 | 0.41882 | 0.41882 | 0.41882 | 0 | 0
2014-10-22 10:01 | 10 | 4.92% | 1.5418 | 1.5418 | 31.3364 | 31.3364 | 0.25637 | 0.61529 | 0.61529 | 0.61529 | 0.61529 | 0 | 0
2014-10-22 11:01 | 11 | 3.28% | 1.0278 | 1.0278 | 31.3364 | 31.3364 | 0.25833 | 0.62 | 0.62 | 0.62 | 0.62 | 0 | 0
2014-10-22 12:01 | 12 | 3.28% | 1.0278 | 1.0278 | 31.3364 | 31.3364 | 0.1848 | 0.44353 | 0.44353 | 0.44353 | 0.44353 | 0 | 0
2014-10-22 13:01 | 13 | 3.28% | 1.0278 | 1.0278 | 31.3364 | 31.3364 | 0.2848 | 0.68353 | 0.68353 | 0.68353 | 0.68353 | 0 | 0
2014-10-22 14:01 | 14 | 3.28% | 1.0278 | 1.0278 | 31.3364 | 31.3364 | 0.2598 | 0.62353 | 0.62353 | 0.62353 | 0.62353 | 0 | 0
2014-10-22 15:01 | 15 | 3.28% | 1.0278 | 1.0278 | 31.3364 | 31.3364 | 0.12941 | 0.31059 | 0.31059 | 0.31059 | 0.31059 | 0 | 0
2014-10-22 16:01 | 16 | 3.28% | 1.0278 | 1.0278 | 31.3364 | 31.3364 | 0.031373 | 0.075294 | 0.075294 | 0.075294 | 0.075294 | 0 | 0
2014-10-22 17:01 | 17 | 4.92% | 1.5418 | 1.5418 | 31.3364 | 31.3364 | 0.0029412 | 0.0070588 | 0.0070588 | 0.0070588 | 0.0070588 | 0 | 0
2014-10-22 18:01 | 18 | 6.56% | 2.0557 | 2.0557 | 31.3364 | 31.3364 | 0 | 0 | 0 | 0 | 0 | 0 | 0
2014-10-22 19:01 | 19 | 9.84% | 3.0835 | 3.0835 | 31.3364 | 31.3364 | 0 | 0 | 0 | 0 | 0 | 0 | 0
2014-10-22 20:01 | 20 | 8.2% | 2.5696 | 2.5696 | 31.3364 | 31.3364 | 0 | 0 | 0 | 0 | 0 | 0 | 0
2014-10-22 21:01 | 21 | 6.56% | 2.0557 | 2.0557 | 31.3364 | 31.3364 | 0 | 0 | 0 | 0 | 0 | 0 | 0
2014-10-22 22:01 | 22 | 4.92% | 1.5418 | 1.5418 | 31.3364 | 31.3364 | 0 | 0 | 0 | 0 | 0 | 0 | 0
2014-10-22 23:01 | 23 | 3.28% | 1.0278 | 1.0278 | 31.3364 | 31.3364 | 0 | 0 | 0 | 0 | 0 | 0 | 0
2014-10-23 00:01 | 24 | 1.64% | 0.51392 | 0.51392 | 31.3364 | 31.3364 | 0 | 0 | 0 | 0 | 0 | 0 | 0
2014-10-23 01:01 | 1 | 1.64% | 0.51392 | 0.51392 | 31.3364 | 31.3364 | 0 | 0 | 0 | 0 | 0 | 0 | 0
2014-10-23 02:01 | 2 | 1.64% | 0.51392 | 0.51392 | 31.3364 | 31.3364 | 0 | 0 | 0 | 0 | 0 | 0 | 0
2014-10-23 03:01 | 3 | 1.64% | 0.51392 | 0.51392 | 31.3364 | 31.3364 | 0 | 0 | 0 | 0 | 0 | 0 | 0
2014-10-23 04:01 | 4 | 1.64% | 0.51392 | 0.51392 | 31.3364 | 31.3364 | 0 | 0 | 0 | 0 | 0 | 0 | 0
2014-10-23 05:01 | 5 | 1.64% | 0.51392 | 0.51392 | 31.3364 | 31.3364 | 0 | 0 | 0 | 0 | 0 | 0 | 0
2014-10-23 06:01 | 6 | 3.28% | 1.0278 | 1.0278 | 31.3364 | 31.3364 | 0 | 0 | 0 | 0 | 0 | 0 | 0
2014-10-23 07:01 | 7 | 4.92% | 1.5418 | 1.5418 | 31.3364 | 31.3364 | 0 | 0 | 0 | 0 | 0 | 0 | 0
2014-10-23 08:01 | 8 | 6.56% | 2.0557 | 2.0557 | 31.3364 | 31.3364 | 0.0063725 | 0.015294 | 0.015294 | 0.015294 | 0.015294 | 0 | 0
2014-10-23 09:01 | 9 | 6.56% | 2.0557 | 2.0557 | 31.3364 | 31.3364 | 0.040196 | 0.096471 | 0.096471 | 0.096471 | 0.096471 | 0 | 0
2014-10-23 10:01 | 10 | 4.92% | 1.5418 | 1.5418 | 31.3364 | 31.3364 | 0.12843 | 0.30824 | 0.30824 | 0.30824 | 0.30824 | 0 | 0
2014-10-23 11:01 | 11 | 3.28% | 1.0278 | 1.0278 | 31.3364 | 31.3364 | 0.14363 | 0.34471 | 0.34471 | 0.34471 | 0.34471 | 0 | 0
2014-10-23 12:01 | 12 | 3.28% | 1.0278 | 1.0278 | 31.3364 | 31.3364 | 0.22794 | 0.54706 | 0.54706 | 0.54706 | 0.54706 | 0 | 0
2014-10-23 13:01 | 13 | 3.28% | 1.0278 | 1.0278 | 31.3364 | 31.3364 | 0.20784 | 0.49882 | 0.49882 | 0.49882 | 0.49882 | 0 | 0
2014-10-23 14:01 | 14 | 3.28% | 1.0278 | 1.0278 | 31.3364 | 31.3364 | 0.23578 | 0.56588 | 0.56588 | 0.56588 | 0.56588 | 0 | 0
2014-10-23 15:01 | 15 | 3.28% | 1.0278 | 1.0278 | 31.3364 | 31.3364 | 0.15392 | 0.36941 | 0.36941 | 0.36941 | 0.36941 | 0 | 0
2014-10-23 16:01 | 16 | 3.28% | 1.0278 | 1.0278 | 31.3364 | 31.3364 | 0.031373 | 0.075294 | 0.075294 | 0.075294 | 0.075294 | 0 | 0
2014-10-23 17:01 | 17 | 4.92% | 1.5418 | 1.5418 | 31.3364 | 31.3364 | 0.0014706 | 0.0035294 | 0.0035294 | 0.0035294 | 0.0035294 | 0 | 0
2014-10-23 18:01 | 18 | 6.56% | 2.0557 | 2.0557 | 31.3364 | 31.3364 | 0 | 0 | 0 | 0 | 0 | 0 | 0
2014-10-23 19:01 | 19 | 9.84% | 3.0835 | 3.0835 | 31.3364 | 31.3364 | 0 | 0 | 0 | 0 | 0 | 0 | 0
2014-10-23 20:01 | 20 | 8.2% | 2.5696 | 2.5696 | 31.3364 | 31.3364 | 0 | 0 | 0 | 0 | 0 | 0 | 0
2014-10-23 21:01 | 21 | 6.56% | 2.0557 | 2.0557 | 31.3364 | 31.3364 | 0 | 0 | 0 | 0 | 0 | 0 | 0
2014-10-23 22:01 | 22 | 4.92% | 1.5418 | 1.5418 | 31.3364 | 31.3364 | 0 | 0 | 0 | 0 | 0 | 0 | 0
2014-10-23 23:01 | 23 | 3.28% | 1.0278 | 1.0278 | 31.3364 | 31.3364 | 0 | 0 | 0 | 0 | 0 | 0 | 0
2014-10-24 00:01 | 24 | 1.64% | 0.51392 | 0.51392 | 31.3364 | 31.3364 | 0 | 0 | 0 | 0 | 0 | 0 | 0
2014-10-24 01:01 | 1 | 1.64% | 0.51392 | 0.51392 | 31.3364 | 31.3364 | 0 | 0 | 0 | 0 | 0 | 0 | 0
2014-10-24 02:01 | 2 | 1.64% | 0.51392 | 0.51392 | 31.3364 | 31.3364 | 0 | 0 | 0 | 0 | 0 | 0 | 0
2014-10-24 03:01 | 3 | 1.64% | 0.51392 | 0.51392 | 31.3364 | 31.3364 | 0 | 0 | 0 | 0 | 0 | 0 | 0
2014-10-24 04:01 | 4 | 1.64% | 0.51392 | 0.51392 | 31.3364 | 31.3364 | 0 | 0 | 0 | 0 | 0 | 0 | 0
2014-10-24 05:01 | 5 | 1.64% | 0.51392 | 0.51392 | 31.3364 | 31.3364 | 0 | 0 | 0 | 0 | 0 | 0 | 0
2014-10-24 06:01 | 6 | 3.28% | 1.0278 | 1.0278 | 31.3364 | 31.3364 | 0 | 0 | 0 | 0 | 0 | 0 | 0
2014-10-24 07:01 | 7 | 4.92% | 1.5418 | 1.5418 | 31.3364 | 31.3364 | 0 | 0 | 0 | 0 | 0 | 0 | 0
2014-10-24 08:01 | 8 | 6.56% | 2.0557 | 2.0557 | 31.3364 | 31.3364 | 0.013725 | 0.032941 | 0.032941 | 0.032941 | 0.032941 | 0 | 0
2014-10-24 09:01 | 9 | 6.56% | 2.0557 | 2.0557 | 31.3364 | 31.3364 | 0.17059 | 0.40941 | 0.40941 | 0.40941 | 0.40941 | 0 | 0
2014-10-24 10:01 | 10 | 4.92% | 1.5418 | 1.5418 | 31.3364 | 31.3364 | 0.24608 | 0.59059 | 0.59059 | 0.59059 | 0.59059 | 0 | 0
2014-10-24 11:01 | 11 | 3.28% | 1.0278 | 1.0278 | 31.3364 | 31.3364 | 0.3049 | 0.73176 | 0.73176 | 0.73176 | 0.73176 | 0 | 0
2014-10-24 12:01 | 12 | 3.28% | 1.0278 | 1.0278 | 31.3364 | 31.3364 | 0.39363 | 0.94471 | 0.94471 | 0.94471 | 0.94471 | 0 | 0
2014-10-24 13:01 | 13 | 3.28% | 1.0278 | 1.0278 | 31.3364 | 31.3364 | 0.39902 | 0.95765 | 0.95765 | 0.95765 | 0.95765 | 0 | 0
2014-10-24 14:01 | 14 | 3.28% | 1.0278 | 1.0278 | 31.3364 | 31.3364 | 0.27108 | 0.65059 | 0.65059 | 0.65059 | 0.65059 | 0 | 0
2014-10-24 15:01 | 15 | 3.28% | 1.0278 | 1.0278 | 31.3364 | 31.3364 | 0.089216 | 0.21412 | 0.21412 | 0.21412 | 0.21412 | 0 | 0
2014-10-24 16:01 | 16 | 3.28% | 1.0278 | 1.0278 | 31.3364 | 31.3364 | 0.018627 | 0.044706 | 0.044706 | 0.044706 | 0.044706 | 0 | 0
2014-10-24 17:01 | 17 | 4.92% | 1.5418 | 1.5418 | 31.3364 | 31.3364 | 0.0014706 | 0.0035294 | 0.0035294 | 0.0035294 | 0.0035294 | 0 | 0
2014-10-24 18:01 | 18 | 6.56% | 2.0557 | 2.0557 | 31.3364 | 31.3364 | 0 | 0 | 0 | 0 | 0 | 0 | 0
2014-10-24 19:01 | 19 | 9.84% | 3.0835 | 3.0835 | 31.3364 | 31.3364 | 0 | 0 | 0 | 0 | 0 | 0 | 0
2014-10-24 20:01 | 20 | 8.2% | 2.5696 | 2.5696 | 31.3364 | 31.3364 | 0 | 0 | 0 | 0 | 0 | 0 | 0
2014-10-24 21:01 | 21 | 6.56% | 2.0557 | 2.0557 | 31.3364 | 31.3364 | 0 | 0 | 0 | 0 | 0 | 0 | 0
2014-10-24 22:01 | 22 | 4.92% | 1.5418 | 1.5418 | 31.3364 | 31.3364 | 0 | 0 | 0 | 0 | 0 | 0 | 0
2014-10-24 23:01 | 23 | 3.28% | 1.0278 | 1.0278 | 31.3364 | 31.3364 | 0 | 0 | 0 | 0 | 0 | 0 | 0
2014-10-25 00:01 | 24 | 1.64% | 0.51392 | 0.51392 | 31.3364 | 31.3364 | 0 | 0 | 0 | 0 | 0 | 0 | 0
2014-10-25 01:01 | 1 | 1.64% | 0.51392 | 0.51392 | 31.3364 | 31.3364 | 0 | 0 | 0 | 0 | 0 | 0 | 0
2014-10-25 02:01 | 2 | 1.64% | 0.51392 | 0.51392 | 31.3364 | 31.3364 | 0 | 0 | 0 | 0 | 0 | 0 | 0
2014-10-25 03:01 | 3 | 1.64% | 0.51392 | 0.51392 | 31.3364 | 31.3364 | 0 | 0 | 0 | 0 | 0 | 0 | 0
2014-10-25 04:01 | 4 | 1.64% | 0.51392 | 0.51392 | 31.3364 | 31.3364 | 0 | 0 | 0 | 0 | 0 | 0 | 0
2014-10-25 05:01 | 5 | 1.64% | 0.51392 | 0.51392 | 31.3364 | 31.3364 | 0 | 0 | 0 | 0 | 0 | 0 | 0
2014-10-25 06:01 | 6 | 3.28% | 1.0278 | 1.0278 | 31.3364 | 31.3364 | 0 | 0 | 0 | 0 | 0 | 0 | 0
2014-10-25 07:01 | 7 | 4.92% | 1.5418 | 1.5418 | 31.3364 | 31.3364 | 0 | 0 | 0 | 0 | 0 | 0 | 0
2014-10-25 08:01 | 8 | 6.56% | 2.0557 | 2.0557 | 31.3364 | 31.3364 | 0.002451 | 0.0058824 | 0.0058824 | 0.0058824 | 0.0058824 | 0 | 0
2014-10-25 09:01 | 9 | 6.56% | 2.0557 | 2.0557 | 31.3364 | 31.3364 | 0.025 | 0.06 | 0.06 | 0.06 | 0.06 | 0 | 0
2014-10-25 10:01 | 10 | 4.92% | 1.5418 | 1.5418 | 31.3364 | 31.3364 | 0.043627 | 0.10471 | 0.10471 | 0.10471 | 0.10471 | 0 | 0
2014-10-25 11:01 | 11 | 3.28% | 1.0278 | 1.0278 | 31.3364 | 31.3364 | 0.098039 | 0.23529 | 0.23529 | 0.23529 | 0.23529 | 0 | 0
2014-10-25 12:01 | 12 | 3.28% | 1.0278 | 1.0278 | 31.3364 | 31.3364 | 0.21667 | 0.52 | 0.52 | 0.52 | 0.52 | 0 | 0
2014-10-25 13:01 | 13 | 3.28% | 1.0278 | 1.0278 | 31.3364 | 31.3364 | 0.17941 | 0.43059 | 0.43059 | 0.43059 | 0.43059 | 0 | 0
2014-10-25 14:01 | 14 | 3.28% | 1.0278 | 1.0278 | 31.3364 | 31.3364 | 0.1451 | 0.34824 | 0.34824 | 0.34824 | 0.34824 | 0 | 0
2014-10-25 15:01 | 15 | 3.28% | 1.0278 | 1.0278 | 31.3364 | 31.3364 | 0.094608 | 0.22706 | 0.22706 | 0.22706 | 0.22706 | 0 | 0
2014-10-25 16:01 | 16 | 3.28% | 1.0278 | 1.0278 | 31.3364 | 31.3364 | 0.018137 | 0.043529 | 0.043529 | 0.043529 | 0.043529 | 0 | 0
2014-10-25 17:01 | 17 | 4.92% | 1.5418 | 1.5418 | 31.3364 | 31.3364 | 0.0014706 | 0.0035294 | 0.0035294 | 0.0035294 | 0.0035294 | 0 | 0
2014-10-25 18:01 | 18 | 6.56% | 2.0557 | 2.0557 | 31.3364 | 31.3364 | 0 | 0 | 0 | 0 | 0 | 0 | 0
2014-10-25 19:01 | 19 | 9.84% | 3.0835 | 3.0835 | 31.3364 | 31.3364 | 0 | 0 | 0 | 0 | 0 | 0 | 0
2014-10-25 20:01 | 20 | 8.2% | 2.5696 | 2.5696 | 31.3364 | 31.3364 | 0 | 0 | 0 | 0 | 0 | 0 | 0
2014-10-25 21:01 | 21 | 6.56% | 2.0557 | 2.0557 | 31.3364 | 31.3364 | 0 | 0 | 0 | 0 | 0 | 0 | 0
2014-10-25 22:01 | 22 | 4.92% | 1.5418 | 1.5418 | 31.3364 | 31.3364 | 0 | 0 | 0 | 0 | 0 | 0 | 0
2014-10-25 23:01 | 23 | 3.28% | 1.0278 | 1.0278 | 31.3364 | 31.3364 | 0 | 0 | 0 | 0 | 0 | 0 | 0
2014-10-26 00:01 | 24 | 1.64% | 0.51392 | 0.51392 | 31.3364 | 31.3364 | 0 | 0 | 0 | 0 | 0 | 0 | 0
2014-10-26 01:01 | 1 | 1.64% | 0.51392 | 0.51392 | 31.3364 | 31.3364 | 0 | 0 | 0 | 0 | 0 | 0 | 0
2014-10-26 02:01 | 2 | 1.64% | 0.51392 | 0.51392 | 31.3364 | 31.3364 | 0 | 0 | 0 | 0 | 0 | 0 | 0
2014-10-26 03:01 | 3 | 1.64% | 0.51392 | 0.51392 | 31.3364 | 31.3364 | 0 | 0 | 0 | 0 | 0 | 0 | 0
2014-10-26 04:01 | 4 | 1.64% | 0.51392 | 0.51392 | 31.3364 | 31.3364 | 0 | 0 | 0 | 0 | 0 | 0 | 0
2014-10-26 05:01 | 5 | 1.64% | 0.51392 | 0.51392 | 31.3364 | 31.3364 | 0 | 0 | 0 | 0 | 0 | 0 | 0
2014-10-26 06:01 | 6 | 3.28% | 1.0278 | 1.0278 | 31.3364 | 31.3364 | 0 | 0 | 0 | 0 | 0 | 0 | 0
2014-10-26 07:01 | 7 | 4.92% | 1.5418 | 1.5418 | 31.3364 | 31.3364 | 0 | 0 | 0 | 0 | 0 | 0 | 0
2014-10-26 08:01 | 8 | 6.56% | 2.0557 | 2.0557 | 31.3364 | 31.3364 | 0.0004902 | 0.0011765 | 0.0011765 | 0.0011765 | 0.0011765 | 0 | 0
2014-10-26 09:01 | 9 | 6.56% | 2.0557 | 2.0557 | 31.3364 | 31.3364 | 0.010294 | 0.024706 | 0.024706 | 0.024706 | 0.024706 | 0 | 0
2014-10-26 10:01 | 10 | 4.92% | 1.5418 | 1.5418 | 31.3364 | 31.3364 | 0.038725 | 0.092941 | 0.092941 | 0.092941 | 0.092941 | 0 | 0
2014-10-26 11:01 | 11 | 3.28% | 1.0278 | 1.0278 | 31.3364 | 31.3364 | 0.063235 | 0.15176 | 0.15176 | 0.15176 | 0.15176 | 0 | 0
2014-10-26 12:01 | 12 | 3.28% | 1.0278 | 1.0278 | 31.3364 | 31.3364 | 0.088235 | 0.21176 | 0.21176 | 0.21176 | 0.21176 | 0 | 0
2014-10-26 13:01 | 13 | 3.28% | 1.0278 | 1.0278 | 31.3364 | 31.3364 | 0.1152 | 0.27647 | 0.27647 | 0.27647 | 0.27647 | 0 | 0
2014-10-26 14:01 | 14 | 3.28% | 1.0278 | 1.0278 | 31.3364 | 31.3364 | 0.13186 | 0.31647 | 0.31647 | 0.31647 | 0.31647 | 0 | 0
2014-10-26 15:01 | 15 | 3.28% | 1.0278 | 1.0278 | 31.3364 | 31.3364 | 0.10294 | 0.24706 | 0.24706 | 0.24706 | 0.24706 | 0 | 0
2014-10-26 16:01 | 16 | 3.28% | 1.0278 | 1.0278 | 31.3364 | 31.3364 | 0.021569 | 0.051765 | 0.051765 | 0.051765 | 0.051765 | 0 | 0
2014-10-26 17:01 | 17 | 4.92% | 1.5418 | 1.5418 | 31.3364 | 31.3364 | 0.0019608 | 0.0047059 | 0.0047059 | 0.0047059 | 0.0047059 | 0 | 0
2014-10-26 18:01 | 18 | 6.56% | 2.0557 | 2.0557 | 31.3364 | 31.3364 | 0 | 0 | 0 | 0 | 0 | 0 | 0
2014-10-26 19:01 | 19 | 9.84% | 3.0835 | 3.0835 | 31.3364 | 31.3364 | 0 | 0 | 0 | 0 | 0 | 0 | 0
2014-10-26 20:01 | 20 | 8.2% | 2.5696 | 2.5696 | 31.3364 | 31.3364 | 0 | 0 | 0 | 0 | 0 | 0 | 0
2014-10-26 21:01 | 21 | 6.56% | 2.0557 | 2.0557 | 31.3364 | 31.3364 | 0 | 0 | 0 | 0 | 0 | 0 | 0
2014-10-26 22:01 | 22 | 4.92% | 1.5418 | 1.5418 | 31.3364 | 31.3364 | 0 | 0 | 0 | 0 | 0 | 0 | 0
2014-10-26 23:01 | 23 | 3.28% | 1.0278 | 1.0278 | 31.3364 | 31.3364 | 0 | 0 | 0 | 0 | 0 | 0 | 0
2014-10-27 00:01 | 24 | 1.64% | 0.51392 | 0.51392 | 31.3364 | 31.3364 | 0 | 0 | 0 | 0 | 0 | 0 | 0
2014-10-27 01:01 | 1 | 1.64% | 0.51392 | 0.51392 | 31.3364 | 31.3364 | 0 | 0 | 0 | 0 | 0 | 0 | 0
2014-10-27 02:01 | 2 | 1.64% | 0.51392 | 0.51392 | 31.3364 | 31.3364 | 0 | 0 | 0 | 0 | 0 | 0 | 0
2014-10-27 03:01 | 3 | 1.64% | 0.51392 | 0.51392 | 31.3364 | 31.3364 | 0 | 0 | 0 | 0 | 0 | 0 | 0
2014-10-27 04:01 | 4 | 1.64% | 0.51392 | 0.51392 | 31.3364 | 31.3364 | 0 | 0 | 0 | 0 | 0 | 0 | 0
2014-10-27 05:01 | 5 | 1.64% | 0.51392 | 0.51392 | 31.3364 | 31.3364 | 0 | 0 | 0 | 0 | 0 | 0 | 0
2014-10-27 06:01 | 6 | 3.28% | 1.0278 | 1.0278 | 31.3364 | 31.3364 | 0 | 0 | 0 | 0 | 0 | 0 | 0
2014-10-27 07:01 | 7 | 4.92% | 1.5418 | 1.5418 | 31.3364 | 31.3364 | 0 | 0 | 0 | 0 | 0 | 0 | 0
2014-10-27 08:01 | 8 | 6.56% | 2.0557 | 2.0557 | 31.3364 | 31.3364 | 0.0083333 | 0.02 | 0.02 | 0.02 | 0.02 | 0 | 0
2014-10-27 09:01 | 9 | 6.56% | 2.0557 | 2.0557 | 31.3364 | 31.3364 | 0.16814 | 0.40353 | 0.40353 | 0.40353 | 0.40353 | 0 | 0
2014-10-27 10:01 | 10 | 4.92% | 1.5418 | 1.5418 | 31.3364 | 31.3364 | 0.29167 | 0.7 | 0.7 | 0.7 | 0.7 | 0 | 0
2014-10-27 11:01 | 11 | 3.28% | 1.0278 | 1.0278 | 31.3364 | 31.3364 | 0.27206 | 0.65294 | 0.65294 | 0.65294 | 0.65294 | 0 | 0
2014-10-27 12:01 | 12 | 3.28% | 1.0278 | 1.0278 | 31.3364 | 31.3364 | 0.28039 | 0.67294 | 0.67294 | 0.67294 | 0.67294 | 0 | 0
2014-10-27 13:01 | 13 | 3.28% | 1.0278 | 1.0278 | 31.3364 | 31.3364 | 0.33284 | 0.79882 | 0.79882 | 0.79882 | 0.79882 | 0 | 0
2014-10-27 14:01 | 14 | 3.28% | 1.0278 | 1.0278 | 31.3364 | 31.3364 | 0.27745 | 0.66588 | 0.66588 | 0.66588 | 0.66588 | 0 | 0
2014-10-27 15:01 | 15 | 3.28% | 1.0278 | 1.0278 | 31.3364 | 31.3364 | 0.11863 | 0.28471 | 0.28471 | 0.28471 | 0.28471 | 0 | 0
2014-10-27 16:01 | 16 | 3.28% | 1.0278 | 1.0278 | 31.3364 | 31.3364 | 0.017647 | 0.042353 | 0.042353 | 0.042353 | 0.042353 | 0 | 0
2014-10-27 17:01 | 17 | 4.92% | 1.5418 | 1.5418 | 31.3364 | 31.3364 | 0.0004902 | 0.0011765 | 0.0011765 | 0.0011765 | 0.0011765 | 0 | 0
2014-10-27 18:01 | 18 | 6.56% | 2.0557 | 2.0557 | 31.3364 | 31.3364 | 0 | 0 | 0 | 0 | 0 | 0 | 0
2014-10-27 19:01 | 19 | 9.84% | 3.0835 | 3.0835 | 31.3364 | 31.3364 | 0 | 0 | 0 | 0 | 0 | 0 | 0
2014-10-27 20:01 | 20 | 8.2% | 2.5696 | 2.5696 | 31.3364 | 31.3364 | 0 | 0 | 0 | 0 | 0 | 0 | 0
2014-10-27 21:01 | 21 | 6.56% | 2.0557 | 2.0557 | 31.3364 | 31.3364 | 0 | 0 | 0 | 0 | 0 | 0 | 0
2014-10-27 22:01 | 22 | 4.92% | 1.5418 | 1.5418 | 31.3364 | 31.3364 | 0 | 0 | 0 | 0 | 0 | 0 | 0
2014-10-27 23:01 | 23 | 3.28% | 1.0278 | 1.0278 | 31.3364 | 31.3364 | 0 | 0 | 0 | 0 | 0 | 0 | 0
2014-10-28 00:01 | 24 | 1.64% | 0.51392 | 0.51392 | 31.3364 | 31.3364 | 0 | 0 | 0 | 0 | 0 | 0 | 0
2014-10-28 01:01 | 1 | 1.64% | 0.51392 | 0.51392 | 31.3364 | 31.3364 | 0 | 0 | 0 | 0 | 0 | 0 | 0
2014-10-28 02:01 | 2 | 1.64% | 0.51392 | 0.51392 | 31.3364 | 31.3364 | 0 | 0 | 0 | 0 | 0 | 0 | 0
2014-10-28 03:01 | 3 | 1.64% | 0.51392 | 0.51392 | 31.3364 | 31.3364 | 0 | 0 | 0 | 0 | 0 | 0 | 0
2014-10-28 04:01 | 4 | 1.64% | 0.51392 | 0.51392 | 31.3364 | 31.3364 | 0 | 0 | 0 | 0 | 0 | 0 | 0
2014-10-28 05:01 | 5 | 1.64% | 0.51392 | 0.51392 | 31.3364 | 31.3364 | 0 | 0 | 0 | 0 | 0 | 0 | 0
2014-10-28 06:01 | 6 | 3.28% | 1.0278 | 1.0278 | 31.3364 | 31.3364 | 0 | 0 | 0 | 0 | 0 | 0 | 0
2014-10-28 07:01 | 7 | 4.92% | 1.5418 | 1.5418 | 31.3364 | 31.3364 | 0 | 0 | 0 | 0 | 0 | 0 | 0
2014-10-28 08:01 | 8 | 6.56% | 2.0557 | 2.0557 | 31.3364 | 31.3364 | 0.0019608 | 0.0047059 | 0.0047059 | 0.0047059 | 0.0047059 | 0 | 0
2014-10-28 09:01 | 9 | 6.56% | 2.0557 | 2.0557 | 31.3364 | 31.3364 | 0.020588 | 0.049412 | 0.049412 | 0.049412 | 0.049412 | 0 | 0
2014-10-28 10:01 | 10 | 4.92% | 1.5418 | 1.5418 | 31.3364 | 31.3364 | 0.082353 | 0.19765 | 0.19765 | 0.19765 | 0.19765 | 0 | 0
2014-10-28 11:01 | 11 | 3.28% | 1.0278 | 1.0278 | 31.3364 | 31.3364 | 0.068137 | 0.16353 | 0.16353 | 0.16353 | 0.16353 | 0 | 0
2014-10-28 12:01 | 12 | 3.28% | 1.0278 | 1.0278 | 31.3364 | 31.3364 | 0.12206 | 0.29294 | 0.29294 | 0.29294 | 0.29294 | 0 | 0
2014-10-28 13:01 | 13 | 3.28% | 1.0278 | 1.0278 | 31.3364 | 31.3364 | 0.19118 | 0.45882 | 0.45882 | 0.45882 | 0.45882 | 0 | 0
2014-10-28 14:01 | 14 | 3.28% | 1.0278 | 1.0278 | 31.3364 | 31.3364 | 0.15588 | 0.37412 | 0.37412 | 0.37412 | 0.37412 | 0 | 0
2014-10-28 15:01 | 15 | 3.28% | 1.0278 | 1.0278 | 31.3364 | 31.3364 | 0.085294 | 0.20471 | 0.20471 | 0.20471 | 0.20471 | 0 | 0
2014-10-28 16:01 | 16 | 3.28% | 1.0278 | 1.0278 | 31.3364 | 31.3364 | 0.020588 | 0.049412 | 0.049412 | 0.049412 | 0.049412 | 0 | 0
2014-10-28 17:01 | 17 | 4.92% | 1.5418 | 1.5418 | 31.3364 | 31.3364 | 0.0029412 | 0.0070588 | 0.0070588 | 0.0070588 | 0.0070588 | 0 | 0
2014-10-28 18:01 | 18 | 6.56% | 2.0557 | 2.0557 | 31.3364 | 31.3364 | 0 | 0 | 0 | 0 | 0 | 0 | 0
2014-10-28 19:01 | 19 | 9.84% | 3.0835 | 3.0835 | 31.3364 | 31.3364 | 0 | 0 | 0 | 0 | 0 | 0 | 0
2014-10-28 20:01 | 20 | 8.2% | 2.5696 | 2.5696 | 31.3364 | 31.3364 | 0 | 0 | 0 | 0 | 0 | 0 | 0
2014-10-28 21:01 | 21 | 6.56% | 2.0557 | 2.0557 | 31.3364 | 31.3364 | 0 | 0 | 0 | 0 | 0 | 0 | 0
2014-10-28 22:01 | 22 | 4.92% | 1.5418 | 1.5418 | 31.3364 | 31.3364 | 0 | 0 | 0 | 0 | 0 | 0 | 0
2014-10-28 23:01 | 23 | 3.28% | 1.0278 | 1.0278 | 31.3364 | 31.3364 | 0 | 0 | 0 | 0 | 0 | 0 | 0
2014-10-29 00:01 | 24 | 1.64% | 0.51392 | 0.51392 | 31.3364 | 31.3364 | 0 | 0 | 0 | 0 | 0 | 0 | 0
2014-10-29 01:01 | 1 | 1.64% | 0.51392 | 0.51392 | 31.3364 | 31.3364 | 0 | 0 | 0 | 0 | 0 | 0 | 0
2014-10-29 02:01 | 2 | 1.64% | 0.51392 | 0.51392 | 31.3364 | 31.3364 | 0 | 0 | 0 | 0 | 0 | 0 | 0
2014-10-29 03:01 | 3 | 1.64% | 0.51392 | 0.51392 | 31.3364 | 31.3364 | 0 | 0 | 0 | 0 | 0 | 0 | 0
2014-10-29 04:01 | 4 | 1.64% | 0.51392 | 0.51392 | 31.3364 | 31.3364 | 0 | 0 | 0 | 0 | 0 | 0 | 0
2014-10-29 05:01 | 5 | 1.64% | 0.51392 | 0.51392 | 31.3364 | 31.3364 | 0 | 0 | 0 | 0 | 0 | 0 | 0
2014-10-29 06:01 | 6 | 3.28% | 1.0278 | 1.0278 | 31.3364 | 31.3364 | 0 | 0 | 0 | 0 | 0 | 0 | 0
2014-10-29 07:01 | 7 | 4.92% | 1.5418 | 1.5418 | 31.3364 | 31.3364 | 0 | 0 | 0 | 0 | 0 | 0 | 0
2014-10-29 08:01 | 8 | 6.56% | 2.0557 | 2.0557 | 31.3364 | 31.3364 | 0.0029412 | 0.0070588 | 0.0070588 | 0.0070588 | 0.0070588 | 0 | 0
2014-10-29 09:01 | 9 | 6.56% | 2.0557 | 2.0557 | 31.3364 | 31.3364 | 0.020098 | 0.048235 | 0.048235 | 0.048235 | 0.048235 | 0 | 0
2014-10-29 10:01 | 10 | 4.92% | 1.5418 | 1.5418 | 31.3364 | 31.3364 | 0.09902 | 0.23765 | 0.23765 | 0.23765 | 0.23765 | 0 | 0
2014-10-29 11:01 | 11 | 3.28% | 1.0278 | 1.0278 | 31.3364 | 31.3364 | 0.23873 | 0.57294 | 0.57294 | 0.57294 | 0.57294 | 0 | 0
2014-10-29 12:01 | 12 | 3.28% | 1.0278 | 1.0278 | 31.3364 | 31.3364 | 0.29951 | 0.71882 | 0.71882 | 0.71882 | 0.71882 | 0 | 0
2014-10-29 13:01 | 13 | 3.28% | 1.0278 | 1.0278 | 31.3364 | 31.3364 | 0.39755 | 0.95412 | 0.95412 | 0.95412 | 0.95412 | 0 | 0
2014-10-29 14:01 | 14 | 3.28% | 1.0278 | 1.0278 | 31.3364 | 31.3364 | 0.25735 | 0.61765 | 0.61765 | 0.61765 | 0.61765 | 0 | 0
2014-10-29 15:01 | 15 | 3.28% | 1.0278 | 1.0278 | 31.3364 | 31.3364 | 0.11324 | 0.27176 | 0.27176 | 0.27176 | 0.27176 | 0 | 0
2014-10-29 16:01 | 16 | 3.28% | 1.0278 | 1.0278 | 31.3364 | 31.3364 | 0.020098 | 0.048235 | 0.048235 | 0.048235 | 0.048235 | 0 | 0
2014-10-29 17:01 | 17 | 4.92% | 1.5418 | 1.5418 | 31.3364 | 31.3364 | 0.0044118 | 0.010588 | 0.010588 | 0.010588 | 0.010588 | 0 | 0
2014-10-29 18:01 | 18 | 6.56% | 2.0557 | 2.0557 | 31.3364 | 31.3364 | 0 | 0 | 0 | 0 | 0 | 0 | 0
2014-10-29 19:01 | 19 | 9.84% | 3.0835 | 3.0835 | 31.3364 | 31.3364 | 0 | 0 | 0 | 0 | 0 | 0 | 0
2014-10-29 20:01 | 20 | 8.2% | 2.5696 | 2.5696 | 31.3364 | 31.3364 | 0 | 0 | 0 | 0 | 0 | 0 | 0
2014-10-29 21:01 | 21 | 6.56% | 2.0557 | 2.0557 | 31.3364 | 31.3364 | 0 | 0 | 0 | 0 | 0 | 0 | 0
2014-10-29 22:01 | 22 | 4.92% | 1.5418 | 1.5418 | 31.3364 | 31.3364 | 0 | 0 | 0 | 0 | 0 | 0 | 0
2014-10-29 23:01 | 23 | 3.28% | 1.0278 | 1.0278 | 31.3364 | 31.3364 | 0 | 0 | 0 | 0 | 0 | 0 | 0
2014-10-30 00:01 | 24 | 1.64% | 0.51392 | 0.51392 | 31.3364 | 31.3364 | 0 | 0 | 0 | 0 | 0 | 0 | 0
2014-10-30 01:01 | 1 | 1.64% | 0.51392 | 0.51392 | 31.3364 | 31.3364 | 0 | 0 | 0 | 0 | 0 | 0 | 0
2014-10-30 02:01 | 2 | 1.64% | 0.51392 | 0.51392 | 31.3364 | 31.3364 | 0 | 0 | 0 | 0 | 0 | 0 | 0
2014-10-30 03:01 | 3 | 1.64% | 0.51392 | 0.51392 | 31.3364 | 31.3364 | 0 | 0 | 0 | 0 | 0 | 0 | 0
2014-10-30 04:01 | 4 | 1.64% | 0.51392 | 0.51392 | 31.3364 | 31.3364 | 0 | 0 | 0 | 0 | 0 | 0 | 0
2014-10-30 05:01 | 5 | 1.64% | 0.51392 | 0.51392 | 31.3364 | 31.3364 | 0 | 0 | 0 | 0 | 0 | 0 | 0
2014-10-30 06:01 | 6 | 3.28% | 1.0278 | 1.0278 | 31.3364 | 31.3364 | 0 | 0 | 0 | 0 | 0 | 0 | 0
2014-10-30 07:01 | 7 | 4.92% | 1.5418 | 1.5418 | 31.3364 | 31.3364 | 0 | 0 | 0 | 0 | 0 | 0 | 0
2014-10-30 08:01 | 8 | 6.56% | 2.0557 | 2.0557 | 31.3364 | 31.3364 | 0.0019608 | 0.0047059 | 0.0047059 | 0.0047059 | 0.0047059 | 0 | 0
2014-10-30 09:01 | 9 | 6.56% | 2.0557 | 2.0557 | 31.3364 | 31.3364 | 0.076471 | 0.18353 | 0.18353 | 0.18353 | 0.18353 | 0 | 0
2014-10-30 10:01 | 10 | 4.92% | 1.5418 | 1.5418 | 31.3364 | 31.3364 | 0.25049 | 0.60118 | 0.60118 | 0.60118 | 0.60118 | 0 | 0
2014-10-30 11:01 | 11 | 3.28% | 1.0278 | 1.0278 | 31.3364 | 31.3364 | 0.30735 | 0.73765 | 0.73765 | 0.73765 | 0.73765 | 0 | 0
2014-10-30 12:01 | 12 | 3.28% | 1.0278 | 1.0278 | 31.3364 | 31.3364 | 0.3902 | 0.93647 | 0.93647 | 0.93647 | 0.93647 | 0 | 0
2014-10-30 13:01 | 13 | 3.28% | 1.0278 | 1.0278 | 31.3364 | 31.3364 | 0.30098 | 0.72235 | 0.72235 | 0.72235 | 0.72235 | 0 | 0
2014-10-30 14:01 | 14 | 3.28% | 1.0278 | 1.0278 | 31.3364 | 31.3364 | 0.32941 | 0.79059 | 0.79059 | 0.79059 | 0.79059 | 0 | 0
2014-10-30 15:01 | 15 | 3.28% | 1.0278 | 1.0278 | 31.3364 | 31.3364 | 0.16618 | 0.39882 | 0.39882 | 0.39882 | 0.39882 | 0 | 0
2014-10-30 16:01 | 16 | 3.28% | 1.0278 | 1.0278 | 31.3364 | 31.3364 | 0.034314 | 0.082353 | 0.082353 | 0.082353 | 0.082353 | 0 | 0
2014-10-30 17:01 | 17 | 4.92% | 1.5418 | 1.5418 | 31.3364 | 31.3364 | 0.0063725 | 0.015294 | 0.015294 | 0.015294 | 0.015294 | 0 | 0
2014-10-30 18:01 | 18 | 6.56% | 2.0557 | 2.0557 | 31.3364 | 31.3364 | 0 | 0 | 0 | 0 | 0 | 0 | 0
2014-10-30 19:01 | 19 | 9.84% | 3.0835 | 3.0835 | 31.3364 | 31.3364 | 0 | 0 | 0 | 0 | 0 | 0 | 0
2014-10-30 20:01 | 20 | 8.2% | 2.5696 | 2.5696 | 31.3364 | 31.3364 | 0 | 0 | 0 | 0 | 0 | 0 | 0
2014-10-30 21:01 | 21 | 6.56% | 2.0557 | 2.0557 | 31.3364 | 31.3364 | 0 | 0 | 0 | 0 | 0 | 0 | 0
2014-10-30 22:01 | 22 | 4.92% | 1.5418 | 1.5418 | 31.3364 | 31.3364 | 0 | 0 | 0 | 0 | 0 | 0 | 0
2014-10-30 23:01 | 23 | 3.28% | 1.0278 | 1.0278 | 31.3364 | 31.3364 | 0 | 0 | 0 | 0 | 0 | 0 | 0
2014-10-31 00:01 | 24 | 1.64% | 0.51392 | 0.51392 | 31.3364 | 31.3364 | 0 | 0 | 0 | 0 | 0 | 0 | 0
2014-10-31 01:01 | 1 | 1.64% | 0.51392 | 0.51392 | 31.3364 | 31.3364 | 0 | 0 | 0 | 0 | 0 | 0 | 0
2014-10-31 02:01 | 2 | 1.64% | 0.51392 | 0.51392 | 31.3364 | 31.3364 | 0 | 0 | 0 | 0 | 0 | 0 | 0
2014-10-31 03:01 | 3 | 1.64% | 0.51392 | 0.51392 | 31.3364 | 31.3364 | 0 | 0 | 0 | 0 | 0 | 0 | 0
2014-10-31 04:01 | 4 | 1.64% | 0.51392 | 0.51392 | 31.3364 | 31.3364 | 0 | 0 | 0 | 0 | 0 | 0 | 0
2014-10-31 05:01 | 5 | 1.64% | 0.51392 | 0.51392 | 31.3364 | 31.3364 | 0 | 0 | 0 | 0 | 0 | 0 | 0
2014-10-31 06:01 | 6 | 3.28% | 1.0278 | 1.0278 | 31.3364 | 31.3364 | 0 | 0 | 0 | 0 | 0 | 0 | 0
2014-10-31 07:01 | 7 | 4.92% | 1.5418 | 1.5418 | 31.3364 | 31.3364 | 0 | 0 | 0 | 0 | 0 | 0 | 0
2014-10-31 08:01 | 8 | 6.56% | 2.0557 | 2.0557 | 31.3364 | 31.3364 | 0.0014706 | 0.0035294 | 0.0035294 | 0.0035294 | 0.0035294 | 0 | 0
2014-10-31 09:01 | 9 | 6.56% | 2.0557 | 2.0557 | 31.3364 | 31.3364 | 0.065196 | 0.15647 | 0.15647 | 0.15647 | 0.15647 | 0 | 0
2014-10-31 10:01 | 10 | 4.92% | 1.5418 | 1.5418 | 31.3364 | 31.3364 | 0.13676 | 0.32824 | 0.32824 | 0.32824 | 0.32824 | 0 | 0
2014-10-31 11:01 | 11 | 3.28% | 1.0278 | 1.0278 | 31.3364 | 31.3364 | 0.19461 | 0.46706 | 0.46706 | 0.46706 | 0.46706 | 0 | 0
2014-10-31 12:01 | 12 | 3.28% | 1.0278 | 1.0278 | 31.3364 | 31.3364 | 0.20441 | 0.49059 | 0.49059 | 0.49059 | 0.49059 | 0 | 0
2014-10-31 13:01 | 13 | 3.28% | 1.0278 | 1.0278 | 31.3364 | 31.3364 | 0.16373 | 0.39294 | 0.39294 | 0.39294 | 0.39294 | 0 | 0
2014-10-31 14:01 | 14 | 3.28% | 1.0278 | 1.0278 | 31.3364 | 31.3364 | 0.10245 | 0.24588 | 0.24588 | 0.24588 | 0.24588 | 0 | 0
2014-10-31 15:01 | 15 | 3.28% | 1.0278 | 1.0278 | 31.3364 | 31.3364 | 0.092157 | 0.22118 | 0.22118 | 0.22118 | 0.22118 | 0 | 0
2014-10-31 16:01 | 16 | 3.28% | 1.0278 | 1.0278 | 31.3364 | 31.3364 | 0.044118 | 0.10588 | 0.10588 | 0.10588 | 0.10588 | 0 | 0
2014-10-31 17:01 | 17 | 4.92% | 1.5418 | 1.5418 | 31.3364 | 31.3364 | 0.0044118 | 0.010588 | 0.010588 | 0.010588 | 0.010588 | 0 | 0
2014-10-31 18:01 | 18 | 6.56% | 2.0557 | 2.0557 | 31.3364 | 31.3364 | 0 | 0 | 0 | 0 | 0 | 0 | 0
2014-10-31 19:01 | 19 | 9.84% | 3.0835 | 3.0835 | 31.3364 | 31.3364 | 0 | 0 | 0 | 0 | 0 | 0 | 0
2014-10-31 20:01 | 20 | 8.2% | 2.5696 | 2.5696 | 31.3364 | 31.3364 | 0 | 0 | 0 | 0 | 0 | 0 | 0
2014-10-31 21:01 | 21 | 6.56% | 2.0557 | 2.0557 | 31.3364 | 31.3364 | 0 | 0 | 0 | 0 | 0 | 0 | 0
2014-10-31 22:01 | 22 | 4.92% | 1.5418 | 1.5418 | 31.3364 | 31.3364 | 0 | 0 | 0 | 0 | 0 | 0 | 0
2014-10-31 23:01 | 23 | 3.28% | 1.0278 | 1.0278 | 31.3364 | 31.3364 | 0 | 0 | 0 | 0 | 0 | 0 | 0
2014-11-01 00:01 | 24 | 1.64% | 0.51392 | 0.51392 | 31.3364 | 31.3364 | 0 | 0 | 0 | 0 | 0 | 0 | 0
2014-11-01 01:01 | 1 | 1.64% | 0.65174 | 0.65174 | 39.7403 | 39.7403 | 0 | 0 | 0 | 0 | 0 | 0 | 0
2014-11-01 02:01 | 2 | 1.64% | 0.65174 | 0.65174 | 39.7403 | 39.7403 | 0 | 0 | 0 | 0 | 0 | 0 | 0
2014-11-01 03:01 | 3 | 1.64% | 0.65174 | 0.65174 | 39.7403 | 39.7403 | 0 | 0 | 0 | 0 | 0 | 0 | 0
2014-11-01 04:01 | 4 | 1.64% | 0.65174 | 0.65174 | 39.7403 | 39.7403 | 0 | 0 | 0 | 0 | 0 | 0 | 0
2014-11-01 05:01 | 5 | 1.64% | 0.65174 | 0.65174 | 39.7403 | 39.7403 | 0 | 0 | 0 | 0 | 0 | 0 | 0
2014-11-01 06:01 | 6 | 3.28% | 1.3035 | 1.3035 | 39.7403 | 39.7403 | 0 | 0 | 0 | 0 | 0 | 0 | 0
2014-11-01 07:01 | 7 | 4.92% | 1.9552 | 1.9552 | 39.7403 | 39.7403 | 0 | 0 | 0 | 0 | 0 | 0 | 0
2014-11-01 08:01 | 8 | 6.56% | 2.607 | 2.607 | 39.7403 | 39.7403 | 0.00098039 | 0.0023529 | 0.0023529 | 0.0023529 | 0.0023529 | 0 | 0
2014-11-01 09:01 | 9 | 6.56% | 2.607 | 2.607 | 39.7403 | 39.7403 | 0.018137 | 0.043529 | 0.043529 | 0.043529 | 0.043529 | 0 | 0
2014-11-01 10:01 | 10 | 4.92% | 1.9552 | 1.9552 | 39.7403 | 39.7403 | 0.053431 | 0.12824 | 0.12824 | 0.12824 | 0.12824 | 0 | 0
2014-11-01 11:01 | 11 | 3.28% | 1.3035 | 1.3035 | 39.7403 | 39.7403 | 0.13333 | 0.32 | 0.32 | 0.32 | 0.32 | 0 | 0
2014-11-01 12:01 | 12 | 3.28% | 1.3035 | 1.3035 | 39.7403 | 39.7403 | 0.12941 | 0.31059 | 0.31059 | 0.31059 | 0.31059 | 0 | 0
2014-11-01 13:01 | 13 | 3.28% | 1.3035 | 1.3035 | 39.7403 | 39.7403 | 0.1951 | 0.46824 | 0.46824 | 0.46824 | 0.46824 | 0 | 0
2014-11-01 14:01 | 14 | 3.28% | 1.3035 | 1.3035 | 39.7403 | 39.7403 | 0.12402 | 0.29765 | 0.29765 | 0.29765 | 0.29765 | 0 | 0
2014-11-01 15:01 | 15 | 3.28% | 1.3035 | 1.3035 | 39.7403 | 39.7403 | 0.044118 | 0.10588 | 0.10588 | 0.10588 | 0.10588 | 0 | 0
2014-11-01 16:01 | 16 | 3.28% | 1.3035 | 1.3035 | 39.7403 | 39.7403 | 0.011275 | 0.027059 | 0.027059 | 0.027059 | 0.027059 | 0 | 0
2014-11-01 17:01 | 17 | 4.92% | 1.9552 | 1.9552 | 39.7403 | 39.7403 | 0.0004902 | 0.0011765 | 0.0011765 | 0.0011765 | 0.0011765 | 0 | 0
2014-11-01 18:01 | 18 | 6.56% | 2.607 | 2.607 | 39.7403 | 39.7403 | 0 | 0 | 0 | 0 | 0 | 0 | 0
2014-11-01 19:01 | 19 | 9.84% | 3.9104 | 3.9104 | 39.7403 | 39.7403 | 0 | 0 | 0 | 0 | 0 | 0 | 0
2014-11-01 20:01 | 20 | 8.2% | 3.2587 | 3.2587 | 39.7403 | 39.7403 | 0 | 0 | 0 | 0 | 0 | 0 | 0
2014-11-01 21:01 | 21 | 6.56% | 2.607 | 2.607 | 39.7403 | 39.7403 | 0 | 0 | 0 | 0 | 0 | 0 | 0
2014-11-01 22:01 | 22 | 4.92% | 1.9552 | 1.9552 | 39.7403 | 39.7403 | 0 | 0 | 0 | 0 | 0 | 0 | 0
2014-11-01 23:01 | 23 | 3.28% | 1.3035 | 1.3035 | 39.7403 | 39.7403 | 0 | 0 | 0 | 0 | 0 | 0 | 0
2014-11-02 00:01 | 24 | 1.64% | 0.65174 | 0.65174 | 39.7403 | 39.7403 | 0 | 0 | 0 | 0 | 0 | 0 | 0
2014-11-02 01:01 | 1 | 1.64% | 0.65174 | 0.65174 | 39.7403 | 39.7403 | 0 | 0 | 0 | 0 | 0 | 0 | 0
2014-11-02 02:01 | 2 | 1.64% | 0.65174 | 0.65174 | 39.7403 | 39.7403 | 0 | 0 | 0 | 0 | 0 | 0 | 0
2014-11-02 03:01 | 3 | 1.64% | 0.65174 | 0.65174 | 39.7403 | 39.7403 | 0 | 0 | 0 | 0 | 0 | 0 | 0
2014-11-02 04:01 | 4 | 1.64% | 0.65174 | 0.65174 | 39.7403 | 39.7403 | 0 | 0 | 0 | 0 | 0 | 0 | 0
2014-11-02 05:01 | 5 | 1.64% | 0.65174 | 0.65174 | 39.7403 | 39.7403 | 0 | 0 | 0 | 0 | 0 | 0 | 0
2014-11-02 06:01 | 6 | 3.28% | 1.3035 | 1.3035 | 39.7403 | 39.7403 | 0 | 0 | 0 | 0 | 0 | 0 | 0
2014-11-02 07:01 | 7 | 4.92% | 1.9552 | 1.9552 | 39.7403 | 39.7403 | 0 | 0 | 0 | 0 | 0 | 0 | 0
2014-11-02 08:01 | 8 | 6.56% | 2.607 | 2.607 | 39.7403 | 39.7403 | 0.0018382 | 0.0044118 | 0.0044118 | 0.0044118 | 0.0044118 | 0 | 0
2014-11-02 09:01 | 9 | 6.56% | 2.607 | 2.607 | 39.7403 | 39.7403 | 0.068627 | 0.16471 | 0.16471 | 0.16471 | 0.16471 | 0 | 0
2014-11-02 10:01 | 10 | 4.92% | 1.9552 | 1.9552 | 39.7403 | 39.7403 | 0.20343 | 0.48824 | 0.48824 | 0.48824 | 0.48824 | 0 | 0
2014-11-02 11:01 | 11 | 3.28% | 1.3035 | 1.3035 | 39.7403 | 39.7403 | 0.21765 | 0.52235 | 0.52235 | 0.52235 | 0.52235 | 0 | 0
2014-11-02 12:01 | 12 | 3.28% | 1.3035 | 1.3035 | 39.7403 | 39.7403 | 0.18578 | 0.44588 | 0.44588 | 0.44588 | 0.44588 | 0 | 0
2014-11-02 13:01 | 13 | 3.28% | 1.3035 | 1.3035 | 39.7403 | 39.7403 | 0.21225 | 0.50941 | 0.50941 | 0.50941 | 0.50941 | 0 | 0
2014-11-02 14:01 | 14 | 3.28% | 1.3035 | 1.3035 | 39.7403 | 39.7403 | 0.30049 | 0.72118 | 0.72118 | 0.72118 | 0.72118 | 0 | 0
2014-11-02 15:01 | 15 | 3.28% | 1.3035 | 1.3035 | 39.7403 | 39.7403 | 0.14461 | 0.34706 | 0.34706 | 0.34706 | 0.34706 | 0 | 0
2014-11-02 16:01 | 16 | 3.28% | 1.3035 | 1.3035 | 39.7403 | 39.7403 | 0.020588 | 0.049412 | 0.049412 | 0.049412 | 0.049412 | 0 | 0
2014-11-02 17:01 | 17 | 4.92% | 1.9552 | 1.9552 | 39.7403 | 39.7403 | 0.00098039 | 0.0023529 | 0.0023529 | 0.0023529 | 0.0023529 | 0 | 0
2014-11-02 18:01 | 18 | 6.56% | 2.607 | 2.607 | 39.7403 | 39.7403 | 0 | 0 | 0 | 0 | 0 | 0 | 0
2014-11-02 19:01 | 19 | 9.84% | 3.9104 | 3.9104 | 39.7403 | 39.7403 | 0 | 0 | 0 | 0 | 0 | 0 | 0
2014-11-02 20:01 | 20 | 8.2% | 3.2587 | 3.2587 | 39.7403 | 39.7403 | 0 | 0 | 0 | 0 | 0 | 0 | 0
2014-11-02 21:01 | 21 | 6.56% | 2.607 | 2.607 | 39.7403 | 39.7403 | 0 | 0 | 0 | 0 | 0 | 0 | 0
2014-11-02 22:01 | 22 | 4.92% | 1.9552 | 1.9552 | 39.7403 | 39.7403 | 0 | 0 | 0 | 0 | 0 | 0 | 0
2014-11-02 23:01 | 23 | 3.28% | 1.3035 | 1.3035 | 39.7403 | 39.7403 | 0 | 0 | 0 | 0 | 0 | 0 | 0
2014-11-03 00:01 | 24 | 1.64% | 0.65174 | 0.65174 | 39.7403 | 39.7403 | 0 | 0 | 0 | 0 | 0 | 0 | 0
2014-11-03 01:01 | 1 | 1.64% | 0.65174 | 0.65174 | 39.7403 | 39.7403 | 0 | 0 | 0 | 0 | 0 | 0 | 0
2014-11-03 02:01 | 2 | 1.64% | 0.65174 | 0.65174 | 39.7403 | 39.7403 | 0 | 0 | 0 | 0 | 0 | 0 | 0
2014-11-03 03:01 | 3 | 1.64% | 0.65174 | 0.65174 | 39.7403 | 39.7403 | 0 | 0 | 0 | 0 | 0 | 0 | 0
2014-11-03 04:01 | 4 | 1.64% | 0.65174 | 0.65174 | 39.7403 | 39.7403 | 0 | 0 | 0 | 0 | 0 | 0 | 0
2014-11-03 05:01 | 5 | 1.64% | 0.65174 | 0.65174 | 39.7403 | 39.7403 | 0 | 0 | 0 | 0 | 0 | 0 | 0
2014-11-03 06:01 | 6 | 3.28% | 1.3035 | 1.3035 | 39.7403 | 39.7403 | 0 | 0 | 0 | 0 | 0 | 0 | 0
2014-11-03 07:01 | 7 | 4.92% | 1.9552 | 1.9552 | 39.7403 | 39.7403 | 0 | 0 | 0 | 0 | 0 | 0 | 0
2014-11-03 08:01 | 8 | 6.56% | 2.607 | 2.607 | 39.7403 | 39.7403 | 0.00098039 | 0.0023529 | 0.0023529 | 0.0023529 | 0.0023529 | 0 | 0
2014-11-03 09:01 | 9 | 6.56% | 2.607 | 2.607 | 39.7403 | 39.7403 | 0.087745 | 0.21059 | 0.21059 | 0.21059 | 0.21059 | 0 | 0
2014-11-03 10:01 | 10 | 4.92% | 1.9552 | 1.9552 | 39.7403 | 39.7403 | 0.23922 | 0.57412 | 0.57412 | 0.57412 | 0.57412 | 0 | 0
2014-11-03 11:01 | 11 | 3.28% | 1.3035 | 1.3035 | 39.7403 | 39.7403 | 0.38676 | 0.92824 | 0.92824 | 0.92824 | 0.92824 | 0 | 0
2014-11-03 12:01 | 12 | 3.28% | 1.3035 | 1.3035 | 39.7403 | 39.7403 | 0.43578 | 1.0459 | 1.0459 | 1.0459 | 1.0459 | 0 | 0
2014-11-03 13:01 | 13 | 3.28% | 1.3035 | 1.3035 | 39.7403 | 39.7403 | 0.44755 | 1.0741 | 1.0741 | 1.0741 | 1.0741 | 0 | 0
2014-11-03 14:01 | 14 | 3.28% | 1.3035 | 1.3035 | 39.7403 | 39.7403 | 0.38824 | 0.93176 | 0.93176 | 0.93176 | 0.93176 | 0 | 0
2014-11-03 15:01 | 15 | 3.28% | 1.3035 | 1.3035 | 39.7403 | 39.7403 | 0.1951 | 0.46824 | 0.46824 | 0.46824 | 0.46824 | 0 | 0
2014-11-03 16:01 | 16 | 3.28% | 1.3035 | 1.3035 | 39.7403 | 39.7403 | 0.053431 | 0.12824 | 0.12824 | 0.12824 | 0.12824 | 0 | 0
2014-11-03 17:01 | 17 | 4.92% | 1.9552 | 1.9552 | 39.7403 | 39.7403 | 0.002451 | 0.0058824 | 0.0058824 | 0.0058824 | 0.0058824 | 0 | 0
2014-11-03 18:01 | 18 | 6.56% | 2.607 | 2.607 | 39.7403 | 39.7403 | 0 | 0 | 0 | 0 | 0 | 0 | 0
2014-11-03 19:01 | 19 | 9.84% | 3.9104 | 3.9104 | 39.7403 | 39.7403 | 0 | 0 | 0 | 0 | 0 | 0 | 0
2014-11-03 20:01 | 20 | 8.2% | 3.2587 | 3.2587 | 39.7403 | 39.7403 | 0 | 0 | 0 | 0 | 0 | 0 | 0
2014-11-03 21:01 | 21 | 6.56% | 2.607 | 2.607 | 39.7403 | 39.7403 | 0 | 0 | 0 | 0 | 0 | 0 | 0
2014-11-03 22:01 | 22 | 4.92% | 1.9552 | 1.9552 | 39.7403 | 39.7403 | 0 | 0 | 0 | 0 | 0 | 0 | 0
2014-11-03 23:01 | 23 | 3.28% | 1.3035 | 1.3035 | 39.7403 | 39.7403 | 0 | 0 | 0 | 0 | 0 | 0 | 0
2014-11-04 00:01 | 24 | 1.64% | 0.65174 | 0.65174 | 39.7403 | 39.7403 | 0 | 0 | 0 | 0 | 0 | 0 | 0
2014-11-04 01:01 | 1 | 1.64% | 0.65174 | 0.65174 | 39.7403 | 39.7403 | 0 | 0 | 0 | 0 | 0 | 0 | 0
2014-11-04 02:01 | 2 | 1.64% | 0.65174 | 0.65174 | 39.7403 | 39.7403 | 0 | 0 | 0 | 0 | 0 | 0 | 0
2014-11-04 03:01 | 3 | 1.64% | 0.65174 | 0.65174 | 39.7403 | 39.7403 | 0 | 0 | 0 | 0 | 0 | 0 | 0
2014-11-04 04:01 | 4 | 1.64% | 0.65174 | 0.65174 | 39.7403 | 39.7403 | 0 | 0 | 0 | 0 | 0 | 0 | 0
2014-11-04 05:01 | 5 | 1.64% | 0.65174 | 0.65174 | 39.7403 | 39.7403 | 0 | 0 | 0 | 0 | 0 | 0 | 0
2014-11-04 06:01 | 6 | 3.28% | 1.3035 | 1.3035 | 39.7403 | 39.7403 | 0 | 0 | 0 | 0 | 0 | 0 | 0
2014-11-04 07:01 | 7 | 4.92% | 1.9552 | 1.9552 | 39.7403 | 39.7403 | 0 | 0 | 0 | 0 | 0 | 0 | 0
2014-11-04 08:01 | 8 | 6.56% | 2.607 | 2.607 | 39.7403 | 39.7403 | 0 | 0 | 0 | 0 | 0 | 0 | 0
2014-11-04 09:01 | 9 | 6.56% | 2.607 | 2.607 | 39.7403 | 39.7403 | 0.0083333 | 0.02 | 0.02 | 0.02 | 0.02 | 0 | 0
2014-11-04 10:01 | 10 | 4.92% | 1.9552 | 1.9552 | 39.7403 | 39.7403 | 0.030882 | 0.074118 | 0.074118 | 0.074118 | 0.074118 | 0 | 0
2014-11-04 11:01 | 11 | 3.28% | 1.3035 | 1.3035 | 39.7403 | 39.7403 | 0.056373 | 0.13529 | 0.13529 | 0.13529 | 0.13529 | 0 | 0
2014-11-04 12:01 | 12 | 3.28% | 1.3035 | 1.3035 | 39.7403 | 39.7403 | 0.090686 | 0.21765 | 0.21765 | 0.21765 | 0.21765 | 0 | 0
2014-11-04 13:01 | 13 | 3.28% | 1.3035 | 1.3035 | 39.7403 | 39.7403 | 0.098039 | 0.23529 | 0.23529 | 0.23529 | 0.23529 | 0 | 0
2014-11-04 14:01 | 14 | 3.28% | 1.3035 | 1.3035 | 39.7403 | 39.7403 | 0.080882 | 0.19412 | 0.19412 | 0.19412 | 0.19412 | 0 | 0
2014-11-04 15:01 | 15 | 3.28% | 1.3035 | 1.3035 | 39.7403 | 39.7403 | 0.039706 | 0.095294 | 0.095294 | 0.095294 | 0.095294 | 0 | 0
2014-11-04 16:01 | 16 | 3.28% | 1.3035 | 1.3035 | 39.7403 | 39.7403 | 0.0098039 | 0.023529 | 0.023529 | 0.023529 | 0.023529 | 0 | 0
2014-11-04 17:01 | 17 | 4.92% | 1.9552 | 1.9552 | 39.7403 | 39.7403 | 0.0012255 | 0.0029412 | 0.0029412 | 0.0029412 | 0.0029412 | 0 | 0
2014-11-04 18:01 | 18 | 6.56% | 2.607 | 2.607 | 39.7403 | 39.7403 | 0 | 0 | 0 | 0 | 0 | 0 | 0
2014-11-04 19:01 | 19 | 9.84% | 3.9104 | 3.9104 | 39.7403 | 39.7403 | 0 | 0 | 0 | 0 | 0 | 0 | 0
2014-11-04 20:01 | 20 | 8.2% | 3.2587 | 3.2587 | 39.7403 | 39.7403 | 0 | 0 | 0 | 0 | 0 | 0 | 0
2014-11-04 21:01 | 21 | 6.56% | 2.607 | 2.607 | 39.7403 | 39.7403 | 0 | 0 | 0 | 0 | 0 | 0 | 0
2014-11-04 22:01 | 22 | 4.92% | 1.9552 | 1.9552 | 39.7403 | 39.7403 | 0 | 0 | 0 | 0 | 0 | 0 | 0
2014-11-04 23:01 | 23 | 3.28% | 1.3035 | 1.3035 | 39.7403 | 39.7403 | 0 | 0 | 0 | 0 | 0 | 0 | 0
2014-11-05 00:01 | 24 | 1.64% | 0.65174 | 0.65174 | 39.7403 | 39.7403 | 0 | 0 | 0 | 0 | 0 | 0 | 0
2014-11-05 01:01 | 1 | 1.64% | 0.65174 | 0.65174 | 39.7403 | 39.7403 | 0 | 0 | 0 | 0 | 0 | 0 | 0
2014-11-05 02:01 | 2 | 1.64% | 0.65174 | 0.65174 | 39.7403 | 39.7403 | 0 | 0 | 0 | 0 | 0 | 0 | 0
2014-11-05 03:01 | 3 | 1.64% | 0.65174 | 0.65174 | 39.7403 | 39.7403 | 0 | 0 | 0 | 0 | 0 | 0 | 0
2014-11-05 04:01 | 4 | 1.64% | 0.65174 | 0.65174 | 39.7403 | 39.7403 | 0 | 0 | 0 | 0 | 0 | 0 | 0
2014-11-05 05:01 | 5 | 1.64% | 0.65174 | 0.65174 | 39.7403 | 39.7403 | 0 | 0 | 0 | 0 | 0 | 0 | 0
2014-11-05 06:01 | 6 | 3.28% | 1.3035 | 1.3035 | 39.7403 | 39.7403 | 0 | 0 | 0 | 0 | 0 | 0 | 0
2014-11-05 07:01 | 7 | 4.92% | 1.9552 | 1.9552 | 39.7403 | 39.7403 | 0 | 0 | 0 | 0 | 0 | 0 | 0
2014-11-05 08:01 | 8 | 6.56% | 2.607 | 2.607 | 39.7403 | 39.7403 | 0 | 0 | 0 | 0 | 0 | 0 | 0
2014-11-05 09:01 | 9 | 6.56% | 2.607 | 2.607 | 39.7403 | 39.7403 | 0.053922 | 0.12941 | 0.12941 | 0.12941 | 0.12941 | 0 | 0
2014-11-05 10:01 | 10 | 4.92% | 1.9552 | 1.9552 | 39.7403 | 39.7403 | 0.15588 | 0.37412 | 0.37412 | 0.37412 | 0.37412 | 0 | 0
2014-11-05 11:01 | 11 | 3.28% | 1.3035 | 1.3035 | 39.7403 | 39.7403 | 0.13873 | 0.33294 | 0.33294 | 0.33294 | 0.33294 | 0 | 0
2014-11-05 12:01 | 12 | 3.28% | 1.3035 | 1.3035 | 39.7403 | 39.7403 | 0.11618 | 0.27882 | 0.27882 | 0.27882 | 0.27882 | 0 | 0
2014-11-05 13:01 | 13 | 3.28% | 1.3035 | 1.3035 | 39.7403 | 39.7403 | 0.10784 | 0.25882 | 0.25882 | 0.25882 | 0.25882 | 0 | 0
2014-11-05 14:01 | 14 | 3.28% | 1.3035 | 1.3035 | 39.7403 | 39.7403 | 0.07451 | 0.17882 | 0.17882 | 0.17882 | 0.17882 | 0 | 0
2014-11-05 15:01 | 15 | 3.28% | 1.3035 | 1.3035 | 39.7403 | 39.7403 | 0.053431 | 0.12824 | 0.12824 | 0.12824 | 0.12824 | 0 | 0
2014-11-05 16:01 | 16 | 3.28% | 1.3035 | 1.3035 | 39.7403 | 39.7403 | 0.0083333 | 0.02 | 0.02 | 0.02 | 0.02 | 0 | 0
2014-11-05 17:01 | 17 | 4.92% | 1.9552 | 1.9552 | 39.7403 | 39.7403 | 0.00061275 | 0.0014706 | 0.0014706 | 0.0014706 | 0.0014706 | 0 | 0
2014-11-05 18:01 | 18 | 6.56% | 2.607 | 2.607 | 39.7403 | 39.7403 | 0 | 0 | 0 | 0 | 0 | 0 | 0
2014-11-05 19:01 | 19 | 9.84% | 3.9104 | 3.9104 | 39.7403 | 39.7403 | 0 | 0 | 0 | 0 | 0 | 0 | 0
2014-11-05 20:01 | 20 | 8.2% | 3.2587 | 3.2587 | 39.7403 | 39.7403 | 0 | 0 | 0 | 0 | 0 | 0 | 0
2014-11-05 21:01 | 21 | 6.56% | 2.607 | 2.607 | 39.7403 | 39.7403 | 0 | 0 | 0 | 0 | 0 | 0 | 0
2014-11-05 22:01 | 22 | 4.92% | 1.9552 | 1.9552 | 39.7403 | 39.7403 | 0 | 0 | 0 | 0 | 0 | 0 | 0
2014-11-05 23:01 | 23 | 3.28% | 1.3035 | 1.3035 | 39.7403 | 39.7403 | 0 | 0 | 0 | 0 | 0 | 0 | 0
2014-11-06 00:01 | 24 | 1.64% | 0.65174 | 0.65174 | 39.7403 | 39.7403 | 0 | 0 | 0 | 0 | 0 | 0 | 0
2014-11-06 01:01 | 1 | 1.64% | 0.65174 | 0.65174 | 39.7403 | 39.7403 | 0 | 0 | 0 | 0 | 0 | 0 | 0
2014-11-06 02:01 | 2 | 1.64% | 0.65174 | 0.65174 | 39.7403 | 39.7403 | 0 | 0 | 0 | 0 | 0 | 0 | 0
2014-11-06 03:01 | 3 | 1.64% | 0.65174 | 0.65174 | 39.7403 | 39.7403 | 0 | 0 | 0 | 0 | 0 | 0 | 0
2014-11-06 04:01 | 4 | 1.64% | 0.65174 | 0.65174 | 39.7403 | 39.7403 | 0 | 0 | 0 | 0 | 0 | 0 | 0
2014-11-06 05:01 | 5 | 1.64% | 0.65174 | 0.65174 | 39.7403 | 39.7403 | 0 | 0 | 0 | 0 | 0 | 0 | 0
2014-11-06 06:01 | 6 | 3.28% | 1.3035 | 1.3035 | 39.7403 | 39.7403 | 0 | 0 | 0 | 0 | 0 | 0 | 0
2014-11-06 07:01 | 7 | 4.92% | 1.9552 | 1.9552 | 39.7403 | 39.7403 | 0 | 0 | 0 | 0 | 0 | 0 | 0
2014-11-06 08:01 | 8 | 6.56% | 2.607 | 2.607 | 39.7403 | 39.7403 | 0.0004902 | 0.0011765 | 0.0011765 | 0.0011765 | 0.0011765 | 0 | 0
2014-11-06 09:01 | 9 | 6.56% | 2.607 | 2.607 | 39.7403 | 39.7403 | 0.021569 | 0.051765 | 0.051765 | 0.051765 | 0.051765 | 0 | 0
2014-11-06 10:01 | 10 | 4.92% | 1.9552 | 1.9552 | 39.7403 | 39.7403 | 0.11667 | 0.28 | 0.28 | 0.28 | 0.28 | 0 | 0
2014-11-06 11:01 | 11 | 3.28% | 1.3035 | 1.3035 | 39.7403 | 39.7403 | 0.11176 | 0.26824 | 0.26824 | 0.26824 | 0.26824 | 0 | 0
2014-11-06 12:01 | 12 | 3.28% | 1.3035 | 1.3035 | 39.7403 | 39.7403 | 0.095098 | 0.22824 | 0.22824 | 0.22824 | 0.22824 | 0 | 0
2014-11-06 13:01 | 13 | 3.28% | 1.3035 | 1.3035 | 39.7403 | 39.7403 | 0.12059 | 0.28941 | 0.28941 | 0.28941 | 0.28941 | 0 | 0
2014-11-06 14:01 | 14 | 3.28% | 1.3035 | 1.3035 | 39.7403 | 39.7403 | 0.16422 | 0.39412 | 0.39412 | 0.39412 | 0.39412 | 0 | 0
2014-11-06 15:01 | 15 | 3.28% | 1.3035 | 1.3035 | 39.7403 | 39.7403 | 0.1348 | 0.32353 | 0.32353 | 0.32353 | 0.32353 | 0 | 0
2014-11-06 16:01 | 16 | 3.28% | 1.3035 | 1.3035 | 39.7403 | 39.7403 | 0.031863 | 0.076471 | 0.076471 | 0.076471 | 0.076471 | 0 | 0
2014-11-06 17:01 | 17 | 4.92% | 1.9552 | 1.9552 | 39.7403 | 39.7403 | 0.00061275 | 0.0014706 | 0.0014706 | 0.0014706 | 0.0014706 | 0 | 0
2014-11-06 18:01 | 18 | 6.56% | 2.607 | 2.607 | 39.7403 | 39.7403 | 0 | 0 | 0 | 0 | 0 | 0 | 0
2014-11-06 19:01 | 19 | 9.84% | 3.9104 | 3.9104 | 39.7403 | 39.7403 | 0 | 0 | 0 | 0 | 0 | 0 | 0
2014-11-06 20:01 | 20 | 8.2% | 3.2587 | 3.2587 | 39.7403 | 39.7403 | 0 | 0 | 0 | 0 | 0 | 0 | 0
2014-11-06 21:01 | 21 | 6.56% | 2.607 | 2.607 | 39.7403 | 39.7403 | 0 | 0 | 0 | 0 | 0 | 0 | 0
2014-11-06 22:01 | 22 | 4.92% | 1.9552 | 1.9552 | 39.7403 | 39.7403 | 0 | 0 | 0 | 0 | 0 | 0 | 0
2014-11-06 23:01 | 23 | 3.28% | 1.3035 | 1.3035 | 39.7403 | 39.7403 | 0 | 0 | 0 | 0 | 0 | 0 | 0
2014-11-07 00:01 | 24 | 1.64% | 0.65174 | 0.65174 | 39.7403 | 39.7403 | 0 | 0 | 0 | 0 | 0 | 0 | 0
2014-11-07 01:01 | 1 | 1.64% | 0.65174 | 0.65174 | 39.7403 | 39.7403 | 0 | 0 | 0 | 0 | 0 | 0 | 0
2014-11-07 02:01 | 2 | 1.64% | 0.65174 | 0.65174 | 39.7403 | 39.7403 | 0 | 0 | 0 | 0 | 0 | 0 | 0
2014-11-07 03:01 | 3 | 1.64% | 0.65174 | 0.65174 | 39.7403 | 39.7403 | 0 | 0 | 0 | 0 | 0 | 0 | 0
2014-11-07 04:01 | 4 | 1.64% | 0.65174 | 0.65174 | 39.7403 | 39.7403 | 0 | 0 | 0 | 0 | 0 | 0 | 0
2014-11-07 05:01 | 5 | 1.64% | 0.65174 | 0.65174 | 39.7403 | 39.7403 | 0 | 0 | 0 | 0 | 0 | 0 | 0
2014-11-07 06:01 | 6 | 3.28% | 1.3035 | 1.3035 | 39.7403 | 39.7403 | 0 | 0 | 0 | 0 | 0 | 0 | 0
2014-11-07 07:01 | 7 | 4.92% | 1.9552 | 1.9552 | 39.7403 | 39.7403 | 0 | 0 | 0 | 0 | 0 | 0 | 0
2014-11-07 08:01 | 8 | 6.56% | 2.607 | 2.607 | 39.7403 | 39.7403 | 0 | 0 | 0 | 0 | 0 | 0 | 0
2014-11-07 09:01 | 9 | 6.56% | 2.607 | 2.607 | 39.7403 | 39.7403 | 0.0029412 | 0.0070588 | 0.0070588 | 0.0070588 | 0.0070588 | 0 | 0
2014-11-07 10:01 | 10 | 4.92% | 1.9552 | 1.9552 | 39.7403 | 39.7403 | 0.016667 | 0.04 | 0.04 | 0.04 | 0.04 | 0 | 0
2014-11-07 11:01 | 11 | 3.28% | 1.3035 | 1.3035 | 39.7403 | 39.7403 | 0.046569 | 0.11176 | 0.11176 | 0.11176 | 0.11176 | 0 | 0
2014-11-07 12:01 | 12 | 3.28% | 1.3035 | 1.3035 | 39.7403 | 39.7403 | 0.11471 | 0.27529 | 0.27529 | 0.27529 | 0.27529 | 0 | 0
2014-11-07 13:01 | 13 | 3.28% | 1.3035 | 1.3035 | 39.7403 | 39.7403 | 0.12549 | 0.30118 | 0.30118 | 0.30118 | 0.30118 | 0 | 0
2014-11-07 14:01 | 14 | 3.28% | 1.3035 | 1.3035 | 39.7403 | 39.7403 | 0.069608 | 0.16706 | 0.16706 | 0.16706 | 0.16706 | 0 | 0
2014-11-07 15:01 | 15 | 3.28% | 1.3035 | 1.3035 | 39.7403 | 39.7403 | 0.033824 | 0.081176 | 0.081176 | 0.081176 | 0.081176 | 0 | 0
2014-11-07 16:01 | 16 | 3.28% | 1.3035 | 1.3035 | 39.7403 | 39.7403 | 0.011275 | 0.027059 | 0.027059 | 0.027059 | 0.027059 | 0 | 0
2014-11-07 17:01 | 17 | 4.92% | 1.9552 | 1.9552 | 39.7403 | 39.7403 | 0.0018382 | 0.0044118 | 0.0044118 | 0.0044118 | 0.0044118 | 0 | 0
2014-11-07 18:01 | 18 | 6.56% | 2.607 | 2.607 | 39.7403 | 39.7403 | 0 | 0 | 0 | 0 | 0 | 0 | 0
2014-11-07 19:01 | 19 | 9.84% | 3.9104 | 3.9104 | 39.7403 | 39.7403 | 0 | 0 | 0 | 0 | 0 | 0 | 0
2014-11-07 20:01 | 20 | 8.2% | 3.2587 | 3.2587 | 39.7403 | 39.7403 | 0 | 0 | 0 | 0 | 0 | 0 | 0
2014-11-07 21:01 | 21 | 6.56% | 2.607 | 2.607 | 39.7403 | 39.7403 | 0 | 0 | 0 | 0 | 0 | 0 | 0
2014-11-07 22:01 | 22 | 4.92% | 1.9552 | 1.9552 | 39.7403 | 39.7403 | 0 | 0 | 0 | 0 | 0 | 0 | 0
2014-11-07 23:01 | 23 | 3.28% | 1.3035 | 1.3035 | 39.7403 | 39.7403 | 0 | 0 | 0 | 0 | 0 | 0 | 0
2014-11-08 00:01 | 24 | 1.64% | 0.65174 | 0.65174 | 39.7403 | 39.7403 | 0 | 0 | 0 | 0 | 0 | 0 | 0
2014-11-08 01:01 | 1 | 1.64% | 0.65174 | 0.65174 | 39.7403 | 39.7403 | 0 | 0 | 0 | 0 | 0 | 0 | 0
2014-11-08 02:01 | 2 | 1.64% | 0.65174 | 0.65174 | 39.7403 | 39.7403 | 0 | 0 | 0 | 0 | 0 | 0 | 0
2014-11-08 03:01 | 3 | 1.64% | 0.65174 | 0.65174 | 39.7403 | 39.7403 | 0 | 0 | 0 | 0 | 0 | 0 | 0
2014-11-08 04:01 | 4 | 1.64% | 0.65174 | 0.65174 | 39.7403 | 39.7403 | 0 | 0 | 0 | 0 | 0 | 0 | 0
2014-11-08 05:01 | 5 | 1.64% | 0.65174 | 0.65174 | 39.7403 | 39.7403 | 0 | 0 | 0 | 0 | 0 | 0 | 0
2014-11-08 06:01 | 6 | 3.28% | 1.3035 | 1.3035 | 39.7403 | 39.7403 | 0 | 0 | 0 | 0 | 0 | 0 | 0
2014-11-08 07:01 | 7 | 4.92% | 1.9552 | 1.9552 | 39.7403 | 39.7403 | 0 | 0 | 0 | 0 | 0 | 0 | 0
2014-11-08 08:01 | 8 | 6.56% | 2.607 | 2.607 | 39.7403 | 39.7403 | 0 | 0 | 0 | 0 | 0 | 0 | 0
2014-11-08 09:01 | 9 | 6.56% | 2.607 | 2.607 | 39.7403 | 39.7403 | 0.023039 | 0.055294 | 0.055294 | 0.055294 | 0.055294 | 0 | 0
2014-11-08 10:01 | 10 | 4.92% | 1.9552 | 1.9552 | 39.7403 | 39.7403 | 0.16765 | 0.40235 | 0.40235 | 0.40235 | 0.40235 | 0 | 0
2014-11-08 11:01 | 11 | 3.28% | 1.3035 | 1.3035 | 39.7403 | 39.7403 | 0.28333 | 0.68 | 0.68 | 0.68 | 0.68 | 0 | 0
2014-11-08 12:01 | 12 | 3.28% | 1.3035 | 1.3035 | 39.7403 | 39.7403 | 0.29853 | 0.71647 | 0.71647 | 0.71647 | 0.71647 | 0 | 0
2014-11-08 13:01 | 13 | 3.28% | 1.3035 | 1.3035 | 39.7403 | 39.7403 | 0.21422 | 0.51412 | 0.51412 | 0.51412 | 0.51412 | 0 | 0
2014-11-08 14:01 | 14 | 3.28% | 1.3035 | 1.3035 | 39.7403 | 39.7403 | 0.17059 | 0.40941 | 0.40941 | 0.40941 | 0.40941 | 0 | 0
2014-11-08 15:01 | 15 | 3.28% | 1.3035 | 1.3035 | 39.7403 | 39.7403 | 0.11078 | 0.26588 | 0.26588 | 0.26588 | 0.26588 | 0 | 0
2014-11-08 16:01 | 16 | 3.28% | 1.3035 | 1.3035 | 39.7403 | 39.7403 | 0.0088235 | 0.021176 | 0.021176 | 0.021176 | 0.021176 | 0 | 0
2014-11-08 17:01 | 17 | 4.92% | 1.9552 | 1.9552 | 39.7403 | 39.7403 | 0.00061275 | 0.0014706 | 0.0014706 | 0.0014706 | 0.0014706 | 0 | 0
2014-11-08 18:01 | 18 | 6.56% | 2.607 | 2.607 | 39.7403 | 39.7403 | 0 | 0 | 0 | 0 | 0 | 0 | 0
2014-11-08 19:01 | 19 | 9.84% | 3.9104 | 3.9104 | 39.7403 | 39.7403 | 0 | 0 | 0 | 0 | 0 | 0 | 0
2014-11-08 20:01 | 20 | 8.2% | 3.2587 | 3.2587 | 39.7403 | 39.7403 | 0 | 0 | 0 | 0 | 0 | 0 | 0
2014-11-08 21:01 | 21 | 6.56% | 2.607 | 2.607 | 39.7403 | 39.7403 | 0 | 0 | 0 | 0 | 0 | 0 | 0
2014-11-08 22:01 | 22 | 4.92% | 1.9552 | 1.9552 | 39.7403 | 39.7403 | 0 | 0 | 0 | 0 | 0 | 0 | 0
2014-11-08 23:01 | 23 | 3.28% | 1.3035 | 1.3035 | 39.7403 | 39.7403 | 0 | 0 | 0 | 0 | 0 | 0 | 0
2014-11-09 00:01 | 24 | 1.64% | 0.65174 | 0.65174 | 39.7403 | 39.7403 | 0 | 0 | 0 | 0 | 0 | 0 | 0
2014-11-09 01:01 | 1 | 1.64% | 0.65174 | 0.65174 | 39.7403 | 39.7403 | 0 | 0 | 0 | 0 | 0 | 0 | 0
2014-11-09 02:01 | 2 | 1.64% | 0.65174 | 0.65174 | 39.7403 | 39.7403 | 0 | 0 | 0 | 0 | 0 | 0 | 0
2014-11-09 03:01 | 3 | 1.64% | 0.65174 | 0.65174 | 39.7403 | 39.7403 | 0 | 0 | 0 | 0 | 0 | 0 | 0
2014-11-09 04:01 | 4 | 1.64% | 0.65174 | 0.65174 | 39.7403 | 39.7403 | 0 | 0 | 0 | 0 | 0 | 0 | 0
2014-11-09 05:01 | 5 | 1.64% | 0.65174 | 0.65174 | 39.7403 | 39.7403 | 0 | 0 | 0 | 0 | 0 | 0 | 0
2014-11-09 06:01 | 6 | 3.28% | 1.3035 | 1.3035 | 39.7403 | 39.7403 | 0 | 0 | 0 | 0 | 0 | 0 | 0
2014-11-09 07:01 | 7 | 4.92% | 1.9552 | 1.9552 | 39.7403 | 39.7403 | 0 | 0 | 0 | 0 | 0 | 0 | 0
2014-11-09 08:01 | 8 | 6.56% | 2.607 | 2.607 | 39.7403 | 39.7403 | 0 | 0 | 0 | 0 | 0 | 0 | 0
2014-11-09 09:01 | 9 | 6.56% | 2.607 | 2.607 | 39.7403 | 39.7403 | 0.02598 | 0.062353 | 0.062353 | 0.062353 | 0.062353 | 0 | 0
2014-11-09 10:01 | 10 | 4.92% | 1.9552 | 1.9552 | 39.7403 | 39.7403 | 0.15147 | 0.36353 | 0.36353 | 0.36353 | 0.36353 | 0 | 0
2014-11-09 11:01 | 11 | 3.28% | 1.3035 | 1.3035 | 39.7403 | 39.7403 | 0.24706 | 0.59294 | 0.59294 | 0.59294 | 0.59294 | 0 | 0
2014-11-09 12:01 | 12 | 3.28% | 1.3035 | 1.3035 | 39.7403 | 39.7403 | 0.24118 | 0.57882 | 0.57882 | 0.57882 | 0.57882 | 0 | 0
2014-11-09 13:01 | 13 | 3.28% | 1.3035 | 1.3035 | 39.7403 | 39.7403 | 0.21225 | 0.50941 | 0.50941 | 0.50941 | 0.50941 | 0 | 0
2014-11-09 14:01 | 14 | 3.28% | 1.3035 | 1.3035 | 39.7403 | 39.7403 | 0.20931 | 0.50235 | 0.50235 | 0.50235 | 0.50235 | 0 | 0
2014-11-09 15:01 | 15 | 3.28% | 1.3035 | 1.3035 | 39.7403 | 39.7403 | 0.088725 | 0.21294 | 0.21294 | 0.21294 | 0.21294 | 0 | 0
2014-11-09 16:01 | 16 | 3.28% | 1.3035 | 1.3035 | 39.7403 | 39.7403 | 0.035294 | 0.084706 | 0.084706 | 0.084706 | 0.084706 | 0 | 0
2014-11-09 17:01 | 17 | 4.92% | 1.9552 | 1.9552 | 39.7403 | 39.7403 | 0.0012255 | 0.0029412 | 0.0029412 | 0.0029412 | 0.0029412 | 0 | 0
2014-11-09 18:01 | 18 | 6.56% | 2.607 | 2.607 | 39.7403 | 39.7403 | 0 | 0 | 0 | 0 | 0 | 0 | 0
2014-11-09 19:01 | 19 | 9.84% | 3.9104 | 3.9104 | 39.7403 | 39.7403 | 0 | 0 | 0 | 0 | 0 | 0 | 0
2014-11-09 20:01 | 20 | 8.2% | 3.2587 | 3.2587 | 39.7403 | 39.7403 | 0 | 0 | 0 | 0 | 0 | 0 | 0
2014-11-09 21:01 | 21 | 6.56% | 2.607 | 2.607 | 39.7403 | 39.7403 | 0 | 0 | 0 | 0 | 0 | 0 | 0
2014-11-09 22:01 | 22 | 4.92% | 1.9552 | 1.9552 | 39.7403 | 39.7403 | 0 | 0 | 0 | 0 | 0 | 0 | 0
2014-11-09 23:01 | 23 | 3.28% | 1.3035 | 1.3035 | 39.7403 | 39.7403 | 0 | 0 | 0 | 0 | 0 | 0 | 0
2014-11-10 00:01 | 24 | 1.64% | 0.65174 | 0.65174 | 39.7403 | 39.7403 | 0 | 0 | 0 | 0 | 0 | 0 | 0
2014-11-10 01:01 | 1 | 1.64% | 0.65174 | 0.65174 | 39.7403 | 39.7403 | 0 | 0 | 0 | 0 | 0 | 0 | 0
2014-11-10 02:01 | 2 | 1.64% | 0.65174 | 0.65174 | 39.7403 | 39.7403 | 0 | 0 | 0 | 0 | 0 | 0 | 0
2014-11-10 03:01 | 3 | 1.64% | 0.65174 | 0.65174 | 39.7403 | 39.7403 | 0 | 0 | 0 | 0 | 0 | 0 | 0
2014-11-10 04:01 | 4 | 1.64% | 0.65174 | 0.65174 | 39.7403 | 39.7403 | 0 | 0 | 0 | 0 | 0 | 0 | 0
2014-11-10 05:01 | 5 | 1.64% | 0.65174 | 0.65174 | 39.7403 | 39.7403 | 0 | 0 | 0 | 0 | 0 | 0 | 0
2014-11-10 06:01 | 6 | 3.28% | 1.3035 | 1.3035 | 39.7403 | 39.7403 | 0 | 0 | 0 | 0 | 0 | 0 | 0
2014-11-10 07:01 | 7 | 4.92% | 1.9552 | 1.9552 | 39.7403 | 39.7403 | 0 | 0 | 0 | 0 | 0 | 0 | 0
2014-11-10 08:01 | 8 | 6.56% | 2.607 | 2.607 | 39.7403 | 39.7403 | 0 | 0 | 0 | 0 | 0 | 0 | 0
2014-11-10 09:01 | 9 | 6.56% | 2.607 | 2.607 | 39.7403 | 39.7403 | 0.039216 | 0.094118 | 0.094118 | 0.094118 | 0.094118 | 0 | 0
2014-11-10 10:01 | 10 | 4.92% | 1.9552 | 1.9552 | 39.7403 | 39.7403 | 0.16618 | 0.39882 | 0.39882 | 0.39882 | 0.39882 | 0 | 0
2014-11-10 11:01 | 11 | 3.28% | 1.3035 | 1.3035 | 39.7403 | 39.7403 | 0.28431 | 0.68235 | 0.68235 | 0.68235 | 0.68235 | 0 | 0
2014-11-10 12:01 | 12 | 3.28% | 1.3035 | 1.3035 | 39.7403 | 39.7403 | 0.19608 | 0.47059 | 0.47059 | 0.47059 | 0.47059 | 0 | 0
2014-11-10 13:01 | 13 | 3.28% | 1.3035 | 1.3035 | 39.7403 | 39.7403 | 0.15833 | 0.38 | 0.38 | 0.38 | 0.38 | 0 | 0
2014-11-10 14:01 | 14 | 3.28% | 1.3035 | 1.3035 | 39.7403 | 39.7403 | 0.11373 | 0.27294 | 0.27294 | 0.27294 | 0.27294 | 0 | 0
2014-11-10 15:01 | 15 | 3.28% | 1.3035 | 1.3035 | 39.7403 | 39.7403 | 0.036765 | 0.088235 | 0.088235 | 0.088235 | 0.088235 | 0 | 0
2014-11-10 16:01 | 16 | 3.28% | 1.3035 | 1.3035 | 39.7403 | 39.7403 | 0.0004902 | 0.0011765 | 0.0011765 | 0.0011765 | 0.0011765 | 0 | 0
2014-11-10 17:01 | 17 | 4.92% | 1.9552 | 1.9552 | 39.7403 | 39.7403 | 0 | 0 | 0 | 0 | 0 | 0 | 0
2014-11-10 18:01 | 18 | 6.56% | 2.607 | 2.607 | 39.7403 | 39.7403 | 0 | 0 | 0 | 0 | 0 | 0 | 0
2014-11-10 19:01 | 19 | 9.84% | 3.9104 | 3.9104 | 39.7403 | 39.7403 | 0 | 0 | 0 | 0 | 0 | 0 | 0
2014-11-10 20:01 | 20 | 8.2% | 3.2587 | 3.2587 | 39.7403 | 39.7403 | 0 | 0 | 0 | 0 | 0 | 0 | 0
2014-11-10 21:01 | 21 | 6.56% | 2.607 | 2.607 | 39.7403 | 39.7403 | 0 | 0 | 0 | 0 | 0 | 0 | 0
2014-11-10 22:01 | 22 | 4.92% | 1.9552 | 1.9552 | 39.7403 | 39.7403 | 0 | 0 | 0 | 0 | 0 | 0 | 0
2014-11-10 23:01 | 23 | 3.28% | 1.3035 | 1.3035 | 39.7403 | 39.7403 | 0 | 0 | 0 | 0 | 0 | 0 | 0
2014-11-11 00:01 | 24 | 1.64% | 0.65174 | 0.65174 | 39.7403 | 39.7403 | 0 | 0 | 0 | 0 | 0 | 0 | 0
2014-11-11 01:01 | 1 | 1.64% | 0.65174 | 0.65174 | 39.7403 | 39.7403 | 0 | 0 | 0 | 0 | 0 | 0 | 0
2014-11-11 02:01 | 2 | 1.64% | 0.65174 | 0.65174 | 39.7403 | 39.7403 | 0 | 0 | 0 | 0 | 0 | 0 | 0
2014-11-11 03:01 | 3 | 1.64% | 0.65174 | 0.65174 | 39.7403 | 39.7403 | 0 | 0 | 0 | 0 | 0 | 0 | 0
2014-11-11 04:01 | 4 | 1.64% | 0.65174 | 0.65174 | 39.7403 | 39.7403 | 0 | 0 | 0 | 0 | 0 | 0 | 0
2014-11-11 05:01 | 5 | 1.64% | 0.65174 | 0.65174 | 39.7403 | 39.7403 | 0 | 0 | 0 | 0 | 0 | 0 | 0
2014-11-11 06:01 | 6 | 3.28% | 1.3035 | 1.3035 | 39.7403 | 39.7403 | 0 | 0 | 0 | 0 | 0 | 0 | 0
2014-11-11 07:01 | 7 | 4.92% | 1.9552 | 1.9552 | 39.7403 | 39.7403 | 0 | 0 | 0 | 0 | 0 | 0 | 0
2014-11-11 08:01 | 8 | 6.56% | 2.607 | 2.607 | 39.7403 | 39.7403 | 0 | 0 | 0 | 0 | 0 | 0 | 0
2014-11-11 09:01 | 9 | 6.56% | 2.607 | 2.607 | 39.7403 | 39.7403 | 0.02402 | 0.057647 | 0.057647 | 0.057647 | 0.057647 | 0 | 0
2014-11-11 10:01 | 10 | 4.92% | 1.9552 | 1.9552 | 39.7403 | 39.7403 | 0.12843 | 0.30824 | 0.30824 | 0.30824 | 0.30824 | 0 | 0
2014-11-11 11:01 | 11 | 3.28% | 1.3035 | 1.3035 | 39.7403 | 39.7403 | 0.15392 | 0.36941 | 0.36941 | 0.36941 | 0.36941 | 0 | 0
2014-11-11 12:01 | 12 | 3.28% | 1.3035 | 1.3035 | 39.7403 | 39.7403 | 0.16029 | 0.38471 | 0.38471 | 0.38471 | 0.38471 | 0 | 0
2014-11-11 13:01 | 13 | 3.28% | 1.3035 | 1.3035 | 39.7403 | 39.7403 | 0.15 | 0.36 | 0.36 | 0.36 | 0.36 | 0 | 0
2014-11-11 14:01 | 14 | 3.28% | 1.3035 | 1.3035 | 39.7403 | 39.7403 | 0.12353 | 0.29647 | 0.29647 | 0.29647 | 0.29647 | 0 | 0
2014-11-11 15:01 | 15 | 3.28% | 1.3035 | 1.3035 | 39.7403 | 39.7403 | 0.047549 | 0.11412 | 0.11412 | 0.11412 | 0.11412 | 0 | 0
2014-11-11 16:01 | 16 | 3.28% | 1.3035 | 1.3035 | 39.7403 | 39.7403 | 0.0004902 | 0.0011765 | 0.0011765 | 0.0011765 | 0.0011765 | 0 | 0
2014-11-11 17:01 | 17 | 4.92% | 1.9552 | 1.9552 | 39.7403 | 39.7403 | 0 | 0 | 0 | 0 | 0 | 0 | 0
2014-11-11 18:01 | 18 | 6.56% | 2.607 | 2.607 | 39.7403 | 39.7403 | 0 | 0 | 0 | 0 | 0 | 0 | 0
2014-11-11 19:01 | 19 | 9.84% | 3.9104 | 3.9104 | 39.7403 | 39.7403 | 0 | 0 | 0 | 0 | 0 | 0 | 0
2014-11-11 20:01 | 20 | 8.2% | 3.2587 | 3.2587 | 39.7403 | 39.7403 | 0 | 0 | 0 | 0 | 0 | 0 | 0
2014-11-11 21:01 | 21 | 6.56% | 2.607 | 2.607 | 39.7403 | 39.7403 | 0 | 0 | 0 | 0 | 0 | 0 | 0
2014-11-11 22:01 | 22 | 4.92% | 1.9552 | 1.9552 | 39.7403 | 39.7403 | 0 | 0 | 0 | 0 | 0 | 0 | 0
2014-11-11 23:01 | 23 | 3.28% | 1.3035 | 1.3035 | 39.7403 | 39.7403 | 0 | 0 | 0 | 0 | 0 | 0 | 0
2014-11-12 00:01 | 24 | 1.64% | 0.65174 | 0.65174 | 39.7403 | 39.7403 | 0 | 0 | 0 | 0 | 0 | 0 | 0
2014-11-12 01:01 | 1 | 1.64% | 0.65174 | 0.65174 | 39.7403 | 39.7403 | 0 | 0 | 0 | 0 | 0 | 0 | 0
2014-11-12 02:01 | 2 | 1.64% | 0.65174 | 0.65174 | 39.7403 | 39.7403 | 0 | 0 | 0 | 0 | 0 | 0 | 0
2014-11-12 03:01 | 3 | 1.64% | 0.65174 | 0.65174 | 39.7403 | 39.7403 | 0 | 0 | 0 | 0 | 0 | 0 | 0
2014-11-12 04:01 | 4 | 1.64% | 0.65174 | 0.65174 | 39.7403 | 39.7403 | 0 | 0 | 0 | 0 | 0 | 0 | 0
2014-11-12 05:01 | 5 | 1.64% | 0.65174 | 0.65174 | 39.7403 | 39.7403 | 0 | 0 | 0 | 0 | 0 | 0 | 0
2014-11-12 06:01 | 6 | 3.28% | 1.3035 | 1.3035 | 39.7403 | 39.7403 | 0 | 0 | 0 | 0 | 0 | 0 | 0
2014-11-12 07:01 | 7 | 4.92% | 1.9552 | 1.9552 | 39.7403 | 39.7403 | 0 | 0 | 0 | 0 | 0 | 0 | 0
2014-11-12 08:01 | 8 | 6.56% | 2.607 | 2.607 | 39.7403 | 39.7403 | 0 | 0 | 0 | 0 | 0 | 0 | 0
2014-11-12 09:01 | 9 | 6.56% | 2.607 | 2.607 | 39.7403 | 39.7403 | 0.0029412 | 0.0070588 | 0.0070588 | 0.0070588 | 0.0070588 | 0 | 0
2014-11-12 10:01 | 10 | 4.92% | 1.9552 | 1.9552 | 39.7403 | 39.7403 | 0.029902 | 0.071765 | 0.071765 | 0.071765 | 0.071765 | 0 | 0
2014-11-12 11:01 | 11 | 3.28% | 1.3035 | 1.3035 | 39.7403 | 39.7403 | 0.061275 | 0.14706 | 0.14706 | 0.14706 | 0.14706 | 0 | 0
2014-11-12 12:01 | 12 | 3.28% | 1.3035 | 1.3035 | 39.7403 | 39.7403 | 0.073529 | 0.17647 | 0.17647 | 0.17647 | 0.17647 | 0 | 0
2014-11-12 13:01 | 13 | 3.28% | 1.3035 | 1.3035 | 39.7403 | 39.7403 | 0.083333 | 0.2 | 0.2 | 0.2 | 0.2 | 0 | 0
2014-11-12 14:01 | 14 | 3.28% | 1.3035 | 1.3035 | 39.7403 | 39.7403 | 0.073529 | 0.17647 | 0.17647 | 0.17647 | 0.17647 | 0 | 0
2014-11-12 15:01 | 15 | 3.28% | 1.3035 | 1.3035 | 39.7403 | 39.7403 | 0.016176 | 0.038824 | 0.038824 | 0.038824 | 0.038824 | 0 | 0
2014-11-12 16:01 | 16 | 3.28% | 1.3035 | 1.3035 | 39.7403 | 39.7403 | 0.0004902 | 0.0011765 | 0.0011765 | 0.0011765 | 0.0011765 | 0 | 0
2014-11-12 17:01 | 17 | 4.92% | 1.9552 | 1.9552 | 39.7403 | 39.7403 | 0 | 0 | 0 | 0 | 0 | 0 | 0
2014-11-12 18:01 | 18 | 6.56% | 2.607 | 2.607 | 39.7403 | 39.7403 | 0 | 0 | 0 | 0 | 0 | 0 | 0
2014-11-12 19:01 | 19 | 9.84% | 3.9104 | 3.9104 | 39.7403 | 39.7403 | 0 | 0 | 0 | 0 | 0 | 0 | 0
2014-11-12 20:01 | 20 | 8.2% | 3.2587 | 3.2587 | 39.7403 | 39.7403 | 0 | 0 | 0 | 0 | 0 | 0 | 0
2014-11-12 21:01 | 21 | 6.56% | 2.607 | 2.607 | 39.7403 | 39.7403 | 0 | 0 | 0 | 0 | 0 | 0 | 0
2014-11-12 22:01 | 22 | 4.92% | 1.9552 | 1.9552 | 39.7403 | 39.7403 | 0 | 0 | 0 | 0 | 0 | 0 | 0
2014-11-12 23:01 | 23 | 3.28% | 1.3035 | 1.3035 | 39.7403 | 39.7403 | 0 | 0 | 0 | 0 | 0 | 0 | 0
2014-11-13 00:01 | 24 | 1.64% | 0.65174 | 0.65174 | 39.7403 | 39.7403 | 0 | 0 | 0 | 0 | 0 | 0 | 0
2014-11-13 01:01 | 1 | 1.64% | 0.65174 | 0.65174 | 39.7403 | 39.7403 | 0 | 0 | 0 | 0 | 0 | 0 | 0
2014-11-13 02:01 | 2 | 1.64% | 0.65174 | 0.65174 | 39.7403 | 39.7403 | 0 | 0 | 0 | 0 | 0 | 0 | 0
2014-11-13 03:01 | 3 | 1.64% | 0.65174 | 0.65174 | 39.7403 | 39.7403 | 0 | 0 | 0 | 0 | 0 | 0 | 0
2014-11-13 04:01 | 4 | 1.64% | 0.65174 | 0.65174 | 39.7403 | 39.7403 | 0 | 0 | 0 | 0 | 0 | 0 | 0
2014-11-13 05:01 | 5 | 1.64% | 0.65174 | 0.65174 | 39.7403 | 39.7403 | 0 | 0 | 0 | 0 | 0 | 0 | 0
2014-11-13 06:01 | 6 | 3.28% | 1.3035 | 1.3035 | 39.7403 | 39.7403 | 0 | 0 | 0 | 0 | 0 | 0 | 0
2014-11-13 07:01 | 7 | 4.92% | 1.9552 | 1.9552 | 39.7403 | 39.7403 | 0 | 0 | 0 | 0 | 0 | 0 | 0
2014-11-13 08:01 | 8 | 6.56% | 2.607 | 2.607 | 39.7403 | 39.7403 | 0 | 0 | 0 | 0 | 0 | 0 | 0
2014-11-13 09:01 | 9 | 6.56% | 2.607 | 2.607 | 39.7403 | 39.7403 | 0.014706 | 0.035294 | 0.035294 | 0.035294 | 0.035294 | 0 | 0
2014-11-13 10:01 | 10 | 4.92% | 1.9552 | 1.9552 | 39.7403 | 39.7403 | 0.038725 | 0.092941 | 0.092941 | 0.092941 | 0.092941 | 0 | 0
2014-11-13 11:01 | 11 | 3.28% | 1.3035 | 1.3035 | 39.7403 | 39.7403 | 0.053922 | 0.12941 | 0.12941 | 0.12941 | 0.12941 | 0 | 0
2014-11-13 12:01 | 12 | 3.28% | 1.3035 | 1.3035 | 39.7403 | 39.7403 | 0.14167 | 0.34 | 0.34 | 0.34 | 0.34 | 0 | 0
2014-11-13 13:01 | 13 | 3.28% | 1.3035 | 1.3035 | 39.7403 | 39.7403 | 0.19902 | 0.47765 | 0.47765 | 0.47765 | 0.47765 | 0 | 0
2014-11-13 14:01 | 14 | 3.28% | 1.3035 | 1.3035 | 39.7403 | 39.7403 | 0.13137 | 0.31529 | 0.31529 | 0.31529 | 0.31529 | 0 | 0
2014-11-13 15:01 | 15 | 3.28% | 1.3035 | 1.3035 | 39.7403 | 39.7403 | 0.036275 | 0.087059 | 0.087059 | 0.087059 | 0.087059 | 0 | 0
2014-11-13 16:01 | 16 | 3.28% | 1.3035 | 1.3035 | 39.7403 | 39.7403 | 0.0004902 | 0.0011765 | 0.0011765 | 0.0011765 | 0.0011765 | 0 | 0
2014-11-13 17:01 | 17 | 4.92% | 1.9552 | 1.9552 | 39.7403 | 39.7403 | 0 | 0 | 0 | 0 | 0 | 0 | 0
2014-11-13 18:01 | 18 | 6.56% | 2.607 | 2.607 | 39.7403 | 39.7403 | 0 | 0 | 0 | 0 | 0 | 0 | 0
2014-11-13 19:01 | 19 | 9.84% | 3.9104 | 3.9104 | 39.7403 | 39.7403 | 0 | 0 | 0 | 0 | 0 | 0 | 0
2014-11-13 20:01 | 20 | 8.2% | 3.2587 | 3.2587 | 39.7403 | 39.7403 | 0 | 0 | 0 | 0 | 0 | 0 | 0
2014-11-13 21:01 | 21 | 6.56% | 2.607 | 2.607 | 39.7403 | 39.7403 | 0 | 0 | 0 | 0 | 0 | 0 | 0
2014-11-13 22:01 | 22 | 4.92% | 1.9552 | 1.9552 | 39.7403 | 39.7403 | 0 | 0 | 0 | 0 | 0 | 0 | 0
2014-11-13 23:01 | 23 | 3.28% | 1.3035 | 1.3035 | 39.7403 | 39.7403 | 0 | 0 | 0 | 0 | 0 | 0 | 0
2014-11-14 00:01 | 24 | 1.64% | 0.65174 | 0.65174 | 39.7403 | 39.7403 | 0 | 0 | 0 | 0 | 0 | 0 | 0
2014-11-14 01:01 | 1 | 1.64% | 0.65174 | 0.65174 | 39.7403 | 39.7403 | 0 | 0 | 0 | 0 | 0 | 0 | 0
2014-11-14 02:01 | 2 | 1.64% | 0.65174 | 0.65174 | 39.7403 | 39.7403 | 0 | 0 | 0 | 0 | 0 | 0 | 0
2014-11-14 03:01 | 3 | 1.64% | 0.65174 | 0.65174 | 39.7403 | 39.7403 | 0 | 0 | 0 | 0 | 0 | 0 | 0
2014-11-14 04:01 | 4 | 1.64% | 0.65174 | 0.65174 | 39.7403 | 39.7403 | 0 | 0 | 0 | 0 | 0 | 0 | 0
2014-11-14 05:01 | 5 | 1.64% | 0.65174 | 0.65174 | 39.7403 | 39.7403 | 0 | 0 | 0 | 0 | 0 | 0 | 0
2014-11-14 06:01 | 6 | 3.28% | 1.3035 | 1.3035 | 39.7403 | 39.7403 | 0 | 0 | 0 | 0 | 0 | 0 | 0
2014-11-14 07:01 | 7 | 4.92% | 1.9552 | 1.9552 | 39.7403 | 39.7403 | 0 | 0 | 0 | 0 | 0 | 0 | 0
2014-11-14 08:01 | 8 | 6.56% | 2.607 | 2.607 | 39.7403 | 39.7403 | 0 | 0 | 0 | 0 | 0 | 0 | 0
2014-11-14 09:01 | 9 | 6.56% | 2.607 | 2.607 | 39.7403 | 39.7403 | 0.0088235 | 0.021176 | 0.021176 | 0.021176 | 0.021176 | 0 | 0
2014-11-14 10:01 | 10 | 4.92% | 1.9552 | 1.9552 | 39.7403 | 39.7403 | 0.04951 | 0.11882 | 0.11882 | 0.11882 | 0.11882 | 0 | 0
2014-11-14 11:01 | 11 | 3.28% | 1.3035 | 1.3035 | 39.7403 | 39.7403 | 0.16961 | 0.40706 | 0.40706 | 0.40706 | 0.40706 | 0 | 0
2014-11-14 12:01 | 12 | 3.28% | 1.3035 | 1.3035 | 39.7403 | 39.7403 | 0.07598 | 0.18235 | 0.18235 | 0.18235 | 0.18235 | 0 | 0
2014-11-14 13:01 | 13 | 3.28% | 1.3035 | 1.3035 | 39.7403 | 39.7403 | 0.12353 | 0.29647 | 0.29647 | 0.29647 | 0.29647 | 0 | 0
2014-11-14 14:01 | 14 | 3.28% | 1.3035 | 1.3035 | 39.7403 | 39.7403 | 0.05 | 0.12 | 0.12 | 0.12 | 0.12 | 0 | 0
2014-11-14 15:01 | 15 | 3.28% | 1.3035 | 1.3035 | 39.7403 | 39.7403 | 0.019118 | 0.045882 | 0.045882 | 0.045882 | 0.045882 | 0 | 0
2014-11-14 16:01 | 16 | 3.28% | 1.3035 | 1.3035 | 39.7403 | 39.7403 | 0 | 0 | 0 | 0 | 0 | 0 | 0
2014-11-14 17:01 | 17 | 4.92% | 1.9552 | 1.9552 | 39.7403 | 39.7403 | 0 | 0 | 0 | 0 | 0 | 0 | 0
2014-11-14 18:01 | 18 | 6.56% | 2.607 | 2.607 | 39.7403 | 39.7403 | 0 | 0 | 0 | 0 | 0 | 0 | 0
2014-11-14 19:01 | 19 | 9.84% | 3.9104 | 3.9104 | 39.7403 | 39.7403 | 0 | 0 | 0 | 0 | 0 | 0 | 0
2014-11-14 20:01 | 20 | 8.2% | 3.2587 | 3.2587 | 39.7403 | 39.7403 | 0 | 0 | 0 | 0 | 0 | 0 | 0
2014-11-14 21:01 | 21 | 6.56% | 2.607 | 2.607 | 39.7403 | 39.7403 | 0 | 0 | 0 | 0 | 0 | 0 | 0
2014-11-14 22:01 | 22 | 4.92% | 1.9552 | 1.9552 | 39.7403 | 39.7403 | 0 | 0 | 0 | 0 | 0 | 0 | 0
2014-11-14 23:01 | 23 | 3.28% | 1.3035 | 1.3035 | 39.7403 | 39.7403 | 0 | 0 | 0 | 0 | 0 | 0 | 0
2014-11-15 00:01 | 24 | 1.64% | 0.65174 | 0.65174 | 39.7403 | 39.7403 | 0 | 0 | 0 | 0 | 0 | 0 | 0
2014-11-15 01:01 | 1 | 1.64% | 0.65174 | 0.65174 | 39.7403 | 39.7403 | 0 | 0 | 0 | 0 | 0 | 0 | 0
2014-11-15 02:01 | 2 | 1.64% | 0.65174 | 0.65174 | 39.7403 | 39.7403 | 0 | 0 | 0 | 0 | 0 | 0 | 0
2014-11-15 03:01 | 3 | 1.64% | 0.65174 | 0.65174 | 39.7403 | 39.7403 | 0 | 0 | 0 | 0 | 0 | 0 | 0
2014-11-15 04:01 | 4 | 1.64% | 0.65174 | 0.65174 | 39.7403 | 39.7403 | 0 | 0 | 0 | 0 | 0 | 0 | 0
2014-11-15 05:01 | 5 | 1.64% | 0.65174 | 0.65174 | 39.7403 | 39.7403 | 0 | 0 | 0 | 0 | 0 | 0 | 0
2014-11-15 06:01 | 6 | 3.28% | 1.3035 | 1.3035 | 39.7403 | 39.7403 | 0 | 0 | 0 | 0 | 0 | 0 | 0
2014-11-15 07:01 | 7 | 4.92% | 1.9552 | 1.9552 | 39.7403 | 39.7403 | 0 | 0 | 0 | 0 | 0 | 0 | 0
2014-11-15 08:01 | 8 | 6.56% | 2.607 | 2.607 | 39.7403 | 39.7403 | 0 | 0 | 0 | 0 | 0 | 0 | 0
2014-11-15 09:01 | 9 | 6.56% | 2.607 | 2.607 | 39.7403 | 39.7403 | 0.019118 | 0.045882 | 0.045882 | 0.045882 | 0.045882 | 0 | 0
2014-11-15 10:01 | 10 | 4.92% | 1.9552 | 1.9552 | 39.7403 | 39.7403 | 0.13039 | 0.31294 | 0.31294 | 0.31294 | 0.31294 | 0 | 0
2014-11-15 11:01 | 11 | 3.28% | 1.3035 | 1.3035 | 39.7403 | 39.7403 | 0.22108 | 0.53059 | 0.53059 | 0.53059 | 0.53059 | 0 | 0
2014-11-15 12:01 | 12 | 3.28% | 1.3035 | 1.3035 | 39.7403 | 39.7403 | 0.23627 | 0.56706 | 0.56706 | 0.56706 | 0.56706 | 0 | 0
2014-11-15 13:01 | 13 | 3.28% | 1.3035 | 1.3035 | 39.7403 | 39.7403 | 0.17745 | 0.42588 | 0.42588 | 0.42588 | 0.42588 | 0 | 0
2014-11-15 14:01 | 14 | 3.28% | 1.3035 | 1.3035 | 39.7403 | 39.7403 | 0.031863 | 0.076471 | 0.076471 | 0.076471 | 0.076471 | 0 | 0
2014-11-15 15:01 | 15 | 3.28% | 1.3035 | 1.3035 | 39.7403 | 39.7403 | 0.0068627 | 0.016471 | 0.016471 | 0.016471 | 0.016471 | 0 | 0
2014-11-15 16:01 | 16 | 3.28% | 1.3035 | 1.3035 | 39.7403 | 39.7403 | 0 | 0 | 0 | 0 | 0 | 0 | 0
2014-11-15 17:01 | 17 | 4.92% | 1.9552 | 1.9552 | 39.7403 | 39.7403 | 0 | 0 | 0 | 0 | 0 | 0 | 0
2014-11-15 18:01 | 18 | 6.56% | 2.607 | 2.607 | 39.7403 | 39.7403 | 0 | 0 | 0 | 0 | 0 | 0 | 0
2014-11-15 19:01 | 19 | 9.84% | 3.9104 | 3.9104 | 39.7403 | 39.7403 | 0 | 0 | 0 | 0 | 0 | 0 | 0
2014-11-15 20:01 | 20 | 8.2% | 3.2587 | 3.2587 | 39.7403 | 39.7403 | 0 | 0 | 0 | 0 | 0 | 0 | 0
2014-11-15 21:01 | 21 | 6.56% | 2.607 | 2.607 | 39.7403 | 39.7403 | 0 | 0 | 0 | 0 | 0 | 0 | 0
2014-11-15 22:01 | 22 | 4.92% | 1.9552 | 1.9552 | 39.7403 | 39.7403 | 0 | 0 | 0 | 0 | 0 | 0 | 0
2014-11-15 23:01 | 23 | 3.28% | 1.3035 | 1.3035 | 39.7403 | 39.7403 | 0 | 0 | 0 | 0 | 0 | 0 | 0
2014-11-16 00:01 | 24 | 1.64% | 0.65174 | 0.65174 | 39.7403 | 39.7403 | 0 | 0 | 0 | 0 | 0 | 0 | 0
2014-11-16 01:01 | 1 | 1.64% | 0.65174 | 0.65174 | 39.7403 | 39.7403 | 0 | 0 | 0 | 0 | 0 | 0 | 0
2014-11-16 02:01 | 2 | 1.64% | 0.65174 | 0.65174 | 39.7403 | 39.7403 | 0 | 0 | 0 | 0 | 0 | 0 | 0
2014-11-16 03:01 | 3 | 1.64% | 0.65174 | 0.65174 | 39.7403 | 39.7403 | 0 | 0 | 0 | 0 | 0 | 0 | 0
2014-11-16 04:01 | 4 | 1.64% | 0.65174 | 0.65174 | 39.7403 | 39.7403 | 0 | 0 | 0 | 0 | 0 | 0 | 0
2014-11-16 05:01 | 5 | 1.64% | 0.65174 | 0.65174 | 39.7403 | 39.7403 | 0 | 0 | 0 | 0 | 0 | 0 | 0
2014-11-16 06:01 | 6 | 3.28% | 1.3035 | 1.3035 | 39.7403 | 39.7403 | 0 | 0 | 0 | 0 | 0 | 0 | 0
2014-11-16 07:01 | 7 | 4.92% | 1.9552 | 1.9552 | 39.7403 | 39.7403 | 0 | 0 | 0 | 0 | 0 | 0 | 0
2014-11-16 08:01 | 8 | 6.56% | 2.607 | 2.607 | 39.7403 | 39.7403 | 0 | 0 | 0 | 0 | 0 | 0 | 0
2014-11-16 09:01 | 9 | 6.56% | 2.607 | 2.607 | 39.7403 | 39.7403 | 0.0004902 | 0.0011765 | 0.0011765 | 0.0011765 | 0.0011765 | 0 | 0
2014-11-16 10:01 | 10 | 4.92% | 1.9552 | 1.9552 | 39.7403 | 39.7403 | 0.0044118 | 0.010588 | 0.010588 | 0.010588 | 0.010588 | 0 | 0
2014-11-16 11:01 | 11 | 3.28% | 1.3035 | 1.3035 | 39.7403 | 39.7403 | 0.0093137 | 0.022353 | 0.022353 | 0.022353 | 0.022353 | 0 | 0
2014-11-16 12:01 | 12 | 3.28% | 1.3035 | 1.3035 | 39.7403 | 39.7403 | 0.018627 | 0.044706 | 0.044706 | 0.044706 | 0.044706 | 0 | 0
2014-11-16 13:01 | 13 | 3.28% | 1.3035 | 1.3035 | 39.7403 | 39.7403 | 0.016176 | 0.038824 | 0.038824 | 0.038824 | 0.038824 | 0 | 0
2014-11-16 14:01 | 14 | 3.28% | 1.3035 | 1.3035 | 39.7403 | 39.7403 | 0.0053922 | 0.012941 | 0.012941 | 0.012941 | 0.012941 | 0 | 0
2014-11-16 15:01 | 15 | 3.28% | 1.3035 | 1.3035 | 39.7403 | 39.7403 | 0 | 0 | 0 | 0 | 0 | 0 | 0
2014-11-16 16:01 | 16 | 3.28% | 1.3035 | 1.3035 | 39.7403 | 39.7403 | 0 | 0 | 0 | 0 | 0 | 0 | 0
2014-11-16 17:01 | 17 | 4.92% | 1.9552 | 1.9552 | 39.7403 | 39.7403 | 0 | 0 | 0 | 0 | 0 | 0 | 0
2014-11-16 18:01 | 18 | 6.56% | 2.607 | 2.607 | 39.7403 | 39.7403 | 0 | 0 | 0 | 0 | 0 | 0 | 0
2014-11-16 19:01 | 19 | 9.84% | 3.9104 | 3.9104 | 39.7403 | 39.7403 | 0 | 0 | 0 | 0 | 0 | 0 | 0
2014-11-16 20:01 | 20 | 8.2% | 3.2587 | 3.2587 | 39.7403 | 39.7403 | 0 | 0 | 0 | 0 | 0 | 0 | 0
2014-11-16 21:01 | 21 | 6.56% | 2.607 | 2.607 | 39.7403 | 39.7403 | 0 | 0 | 0 | 0 | 0 | 0 | 0
2014-11-16 22:01 | 22 | 4.92% | 1.9552 | 1.9552 | 39.7403 | 39.7403 | 0 | 0 | 0 | 0 | 0 | 0 | 0
2014-11-16 23:01 | 23 | 3.28% | 1.3035 | 1.3035 | 39.7403 | 39.7403 | 0 | 0 | 0 | 0 | 0 | 0 | 0
2014-11-17 00:01 | 24 | 1.64% | 0.65174 | 0.65174 | 39.7403 | 39.7403 | 0 | 0 | 0 | 0 | 0 | 0 | 0
2014-11-17 01:01 | 1 | 1.64% | 0.65174 | 0.65174 | 39.7403 | 39.7403 | 0 | 0 | 0 | 0 | 0 | 0 | 0
2014-11-17 02:01 | 2 | 1.64% | 0.65174 | 0.65174 | 39.7403 | 39.7403 | 0 | 0 | 0 | 0 | 0 | 0 | 0
2014-11-17 03:01 | 3 | 1.64% | 0.65174 | 0.65174 | 39.7403 | 39.7403 | 0 | 0 | 0 | 0 | 0 | 0 | 0
2014-11-17 04:01 | 4 | 1.64% | 0.65174 | 0.65174 | 39.7403 | 39.7403 | 0 | 0 | 0 | 0 | 0 | 0 | 0
2014-11-17 05:01 | 5 | 1.64% | 0.65174 | 0.65174 | 39.7403 | 39.7403 | 0 | 0 | 0 | 0 | 0 | 0 | 0
2014-11-17 06:01 | 6 | 3.28% | 1.3035 | 1.3035 | 39.7403 | 39.7403 | 0 | 0 | 0 | 0 | 0 | 0 | 0
2014-11-17 07:01 | 7 | 4.92% | 1.9552 | 1.9552 | 39.7403 | 39.7403 | 0 | 0 | 0 | 0 | 0 | 0 | 0
2014-11-17 08:01 | 8 | 6.56% | 2.607 | 2.607 | 39.7403 | 39.7403 | 0 | 0 | 0 | 0 | 0 | 0 | 0
2014-11-17 09:01 | 9 | 6.56% | 2.607 | 2.607 | 39.7403 | 39.7403 | 0 | 0 | 0 | 0 | 0 | 0 | 0
2014-11-17 10:01 | 10 | 4.92% | 1.9552 | 1.9552 | 39.7403 | 39.7403 | 0 | 0 | 0 | 0 | 0 | 0 | 0
2014-11-17 11:01 | 11 | 3.28% | 1.3035 | 1.3035 | 39.7403 | 39.7403 | 0.0019608 | 0.0047059 | 0.0047059 | 0.0047059 | 0.0047059 | 0 | 0
2014-11-17 12:01 | 12 | 3.28% | 1.3035 | 1.3035 | 39.7403 | 39.7403 | 0.0088235 | 0.021176 | 0.021176 | 0.021176 | 0.021176 | 0 | 0
2014-11-17 13:01 | 13 | 3.28% | 1.3035 | 1.3035 | 39.7403 | 39.7403 | 0.0073529 | 0.017647 | 0.017647 | 0.017647 | 0.017647 | 0 | 0
2014-11-17 14:01 | 14 | 3.28% | 1.3035 | 1.3035 | 39.7403 | 39.7403 | 0.0034314 | 0.0082353 | 0.0082353 | 0.0082353 | 0.0082353 | 0 | 0
2014-11-17 15:01 | 15 | 3.28% | 1.3035 | 1.3035 | 39.7403 | 39.7403 | 0.0004902 | 0.0011765 | 0.0011765 | 0.0011765 | 0.0011765 | 0 | 0
2014-11-17 16:01 | 16 | 3.28% | 1.3035 | 1.3035 | 39.7403 | 39.7403 | 0 | 0 | 0 | 0 | 0 | 0 | 0
2014-11-17 17:01 | 17 | 4.92% | 1.9552 | 1.9552 | 39.7403 | 39.7403 | 0 | 0 | 0 | 0 | 0 | 0 | 0
2014-11-17 18:01 | 18 | 6.56% | 2.607 | 2.607 | 39.7403 | 39.7403 | 0 | 0 | 0 | 0 | 0 | 0 | 0
2014-11-17 19:01 | 19 | 9.84% | 3.9104 | 3.9104 | 39.7403 | 39.7403 | 0 | 0 | 0 | 0 | 0 | 0 | 0
2014-11-17 20:01 | 20 | 8.2% | 3.2587 | 3.2587 | 39.7403 | 39.7403 | 0 | 0 | 0 | 0 | 0 | 0 | 0
2014-11-17 21:01 | 21 | 6.56% | 2.607 | 2.607 | 39.7403 | 39.7403 | 0 | 0 | 0 | 0 | 0 | 0 | 0
2014-11-17 22:01 | 22 | 4.92% | 1.9552 | 1.9552 | 39.7403 | 39.7403 | 0 | 0 | 0 | 0 | 0 | 0 | 0
2014-11-17 23:01 | 23 | 3.28% | 1.3035 | 1.3035 | 39.7403 | 39.7403 | 0 | 0 | 0 | 0 | 0 | 0 | 0
2014-11-18 00:01 | 24 | 1.64% | 0.65174 | 0.65174 | 39.7403 | 39.7403 | 0 | 0 | 0 | 0 | 0 | 0 | 0
2014-11-18 01:01 | 1 | 1.64% | 0.65174 | 0.65174 | 39.7403 | 39.7403 | 0 | 0 | 0 | 0 | 0 | 0 | 0
2014-11-18 02:01 | 2 | 1.64% | 0.65174 | 0.65174 | 39.7403 | 39.7403 | 0 | 0 | 0 | 0 | 0 | 0 | 0
2014-11-18 03:01 | 3 | 1.64% | 0.65174 | 0.65174 | 39.7403 | 39.7403 | 0 | 0 | 0 | 0 | 0 | 0 | 0
2014-11-18 04:01 | 4 | 1.64% | 0.65174 | 0.65174 | 39.7403 | 39.7403 | 0 | 0 | 0 | 0 | 0 | 0 | 0
2014-11-18 05:01 | 5 | 1.64% | 0.65174 | 0.65174 | 39.7403 | 39.7403 | 0 | 0 | 0 | 0 | 0 | 0 | 0
2014-11-18 06:01 | 6 | 3.28% | 1.3035 | 1.3035 | 39.7403 | 39.7403 | 0 | 0 | 0 | 0 | 0 | 0 | 0
2014-11-18 07:01 | 7 | 4.92% | 1.9552 | 1.9552 | 39.7403 | 39.7403 | 0 | 0 | 0 | 0 | 0 | 0 | 0
2014-11-18 08:01 | 8 | 6.56% | 2.607 | 2.607 | 39.7403 | 39.7403 | 0 | 0 | 0 | 0 | 0 | 0 | 0
2014-11-18 09:01 | 9 | 6.56% | 2.607 | 2.607 | 39.7403 | 39.7403 | 0.0004902 | 0.0011765 | 0.0011765 | 0.0011765 | 0.0011765 | 0 | 0
2014-11-18 10:01 | 10 | 4.92% | 1.9552 | 1.9552 | 39.7403 | 39.7403 | 0.0029412 | 0.0070588 | 0.0070588 | 0.0070588 | 0.0070588 | 0 | 0
2014-11-18 11:01 | 11 | 3.28% | 1.3035 | 1.3035 | 39.7403 | 39.7403 | 0.0098039 | 0.023529 | 0.023529 | 0.023529 | 0.023529 | 0 | 0
2014-11-18 12:01 | 12 | 3.28% | 1.3035 | 1.3035 | 39.7403 | 39.7403 | 0.015686 | 0.037647 | 0.037647 | 0.037647 | 0.037647 | 0 | 0
2014-11-18 13:01 | 13 | 3.28% | 1.3035 | 1.3035 | 39.7403 | 39.7403 | 0.07402 | 0.17765 | 0.17765 | 0.17765 | 0.17765 | 0 | 0
2014-11-18 14:01 | 14 | 3.28% | 1.3035 | 1.3035 | 39.7403 | 39.7403 | 0.048039 | 0.11529 | 0.11529 | 0.11529 | 0.11529 | 0 | 0
2014-11-18 15:01 | 15 | 3.28% | 1.3035 | 1.3035 | 39.7403 | 39.7403 | 0.012745 | 0.030588 | 0.030588 | 0.030588 | 0.030588 | 0 | 0
2014-11-18 16:01 | 16 | 3.28% | 1.3035 | 1.3035 | 39.7403 | 39.7403 | 0.0004902 | 0.0011765 | 0.0011765 | 0.0011765 | 0.0011765 | 0 | 0
2014-11-18 17:01 | 17 | 4.92% | 1.9552 | 1.9552 | 39.7403 | 39.7403 | 0 | 0 | 0 | 0 | 0 | 0 | 0
2014-11-18 18:01 | 18 | 6.56% | 2.607 | 2.607 | 39.7403 | 39.7403 | 0 | 0 | 0 | 0 | 0 | 0 | 0
2014-11-18 19:01 | 19 | 9.84% | 3.9104 | 3.9104 | 39.7403 | 39.7403 | 0 | 0 | 0 | 0 | 0 | 0 | 0
2014-11-18 20:01 | 20 | 8.2% | 3.2587 | 3.2587 | 39.7403 | 39.7403 | 0 | 0 | 0 | 0 | 0 | 0 | 0
2014-11-18 21:01 | 21 | 6.56% | 2.607 | 2.607 | 39.7403 | 39.7403 | 0 | 0 | 0 | 0 | 0 | 0 | 0
2014-11-18 22:01 | 22 | 4.92% | 1.9552 | 1.9552 | 39.7403 | 39.7403 | 0 | 0 | 0 | 0 | 0 | 0 | 0
2014-11-18 23:01 | 23 | 3.28% | 1.3035 | 1.3035 | 39.7403 | 39.7403 | 0 | 0 | 0 | 0 | 0 | 0 | 0
2014-11-19 00:01 | 24 | 1.64% | 0.65174 | 0.65174 | 39.7403 | 39.7403 | 0 | 0 | 0 | 0 | 0 | 0 | 0
2014-11-19 01:01 | 1 | 1.64% | 0.65174 | 0.65174 | 39.7403 | 39.7403 | 0 | 0 | 0 | 0 | 0 | 0 | 0
2014-11-19 02:01 | 2 | 1.64% | 0.65174 | 0.65174 | 39.7403 | 39.7403 | 0 | 0 | 0 | 0 | 0 | 0 | 0
2014-11-19 03:01 | 3 | 1.64% | 0.65174 | 0.65174 | 39.7403 | 39.7403 | 0 | 0 | 0 | 0 | 0 | 0 | 0
2014-11-19 04:01 | 4 | 1.64% | 0.65174 | 0.65174 | 39.7403 | 39.7403 | 0 | 0 | 0 | 0 | 0 | 0 | 0
2014-11-19 05:01 | 5 | 1.64% | 0.65174 | 0.65174 | 39.7403 | 39.7403 | 0 | 0 | 0 | 0 | 0 | 0 | 0
2014-11-19 06:01 | 6 | 3.28% | 1.3035 | 1.3035 | 39.7403 | 39.7403 | 0 | 0 | 0 | 0 | 0 | 0 | 0
2014-11-19 07:01 | 7 | 4.92% | 1.9552 | 1.9552 | 39.7403 | 39.7403 | 0 | 0 | 0 | 0 | 0 | 0 | 0
2014-11-19 08:01 | 8 | 6.56% | 2.607 | 2.607 | 39.7403 | 39.7403 | 0 | 0 | 0 | 0 | 0 | 0 | 0
2014-11-19 09:01 | 9 | 6.56% | 2.607 | 2.607 | 39.7403 | 39.7403 | 0 | 0 | 0 | 0 | 0 | 0 | 0
2014-11-19 10:01 | 10 | 4.92% | 1.9552 | 1.9552 | 39.7403 | 39.7403 | 0.002451 | 0.0058824 | 0.0058824 | 0.0058824 | 0.0058824 | 0 | 0
2014-11-19 11:01 | 11 | 3.28% | 1.3035 | 1.3035 | 39.7403 | 39.7403 | 0.014706 | 0.035294 | 0.035294 | 0.035294 | 0.035294 | 0 | 0
2014-11-19 12:01 | 12 | 3.28% | 1.3035 | 1.3035 | 39.7403 | 39.7403 | 0.051961 | 0.12471 | 0.12471 | 0.12471 | 0.12471 | 0 | 0
2014-11-19 13:01 | 13 | 3.28% | 1.3035 | 1.3035 | 39.7403 | 39.7403 | 0.077451 | 0.18588 | 0.18588 | 0.18588 | 0.18588 | 0 | 0
2014-11-19 14:01 | 14 | 3.28% | 1.3035 | 1.3035 | 39.7403 | 39.7403 | 0.065686 | 0.15765 | 0.15765 | 0.15765 | 0.15765 | 0 | 0
2014-11-19 15:01 | 15 | 3.28% | 1.3035 | 1.3035 | 39.7403 | 39.7403 | 0.020588 | 0.049412 | 0.049412 | 0.049412 | 0.049412 | 0 | 0
2014-11-19 16:01 | 16 | 3.28% | 1.3035 | 1.3035 | 39.7403 | 39.7403 | 0.0014706 | 0.0035294 | 0.0035294 | 0.0035294 | 0.0035294 | 0 | 0
2014-11-19 17:01 | 17 | 4.92% | 1.9552 | 1.9552 | 39.7403 | 39.7403 | 0 | 0 | 0 | 0 | 0 | 0 | 0
2014-11-19 18:01 | 18 | 6.56% | 2.607 | 2.607 | 39.7403 | 39.7403 | 0 | 0 | 0 | 0 | 0 | 0 | 0
2014-11-19 19:01 | 19 | 9.84% | 3.9104 | 3.9104 | 39.7403 | 39.7403 | 0 | 0 | 0 | 0 | 0 | 0 | 0
2014-11-19 20:01 | 20 | 8.2% | 3.2587 | 3.2587 | 39.7403 | 39.7403 | 0 | 0 | 0 | 0 | 0 | 0 | 0
2014-11-19 21:01 | 21 | 6.56% | 2.607 | 2.607 | 39.7403 | 39.7403 | 0 | 0 | 0 | 0 | 0 | 0 | 0
2014-11-19 22:01 | 22 | 4.92% | 1.9552 | 1.9552 | 39.7403 | 39.7403 | 0 | 0 | 0 | 0 | 0 | 0 | 0
2014-11-19 23:01 | 23 | 3.28% | 1.3035 | 1.3035 | 39.7403 | 39.7403 | 0 | 0 | 0 | 0 | 0 | 0 | 0
2014-11-20 00:01 | 24 | 1.64% | 0.65174 | 0.65174 | 39.7403 | 39.7403 | 0 | 0 | 0 | 0 | 0 | 0 | 0
2014-11-20 01:01 | 1 | 1.64% | 0.65174 | 0.65174 | 39.7403 | 39.7403 | 0 | 0 | 0 | 0 | 0 | 0 | 0
2014-11-20 02:01 | 2 | 1.64% | 0.65174 | 0.65174 | 39.7403 | 39.7403 | 0 | 0 | 0 | 0 | 0 | 0 | 0
2014-11-20 03:01 | 3 | 1.64% | 0.65174 | 0.65174 | 39.7403 | 39.7403 | 0 | 0 | 0 | 0 | 0 | 0 | 0
2014-11-20 04:01 | 4 | 1.64% | 0.65174 | 0.65174 | 39.7403 | 39.7403 | 0 | 0 | 0 | 0 | 0 | 0 | 0
2014-11-20 05:01 | 5 | 1.64% | 0.65174 | 0.65174 | 39.7403 | 39.7403 | 0 | 0 | 0 | 0 | 0 | 0 | 0
2014-11-20 06:01 | 6 | 3.28% | 1.3035 | 1.3035 | 39.7403 | 39.7403 | 0 | 0 | 0 | 0 | 0 | 0 | 0
2014-11-20 07:01 | 7 | 4.92% | 1.9552 | 1.9552 | 39.7403 | 39.7403 | 0 | 0 | 0 | 0 | 0 | 0 | 0
2014-11-20 08:01 | 8 | 6.56% | 2.607 | 2.607 | 39.7403 | 39.7403 | 0 | 0 | 0 | 0 | 0 | 0 | 0
2014-11-20 09:01 | 9 | 6.56% | 2.607 | 2.607 | 39.7403 | 39.7403 | 0.0014706 | 0.0035294 | 0.0035294 | 0.0035294 | 0.0035294 | 0 | 0
2014-11-20 10:01 | 10 | 4.92% | 1.9552 | 1.9552 | 39.7403 | 39.7403 | 0.011765 | 0.028235 | 0.028235 | 0.028235 | 0.028235 | 0 | 0
2014-11-20 11:01 | 11 | 3.28% | 1.3035 | 1.3035 | 39.7403 | 39.7403 | 0.02402 | 0.057647 | 0.057647 | 0.057647 | 0.057647 | 0 | 0
2014-11-20 12:01 | 12 | 3.28% | 1.3035 | 1.3035 | 39.7403 | 39.7403 | 0.045588 | 0.10941 | 0.10941 | 0.10941 | 0.10941 | 0 | 0
2014-11-20 13:01 | 13 | 3.28% | 1.3035 | 1.3035 | 39.7403 | 39.7403 | 0.053431 | 0.12824 | 0.12824 | 0.12824 | 0.12824 | 0 | 0
2014-11-20 14:01 | 14 | 3.28% | 1.3035 | 1.3035 | 39.7403 | 39.7403 | 0.031373 | 0.075294 | 0.075294 | 0.075294 | 0.075294 | 0 | 0
2014-11-20 15:01 | 15 | 3.28% | 1.3035 | 1.3035 | 39.7403 | 39.7403 | 0.0083333 | 0.02 | 0.02 | 0.02 | 0.02 | 0 | 0
2014-11-20 16:01 | 16 | 3.28% | 1.3035 | 1.3035 | 39.7403 | 39.7403 | 0 | 0 | 0 | 0 | 0 | 0 | 0
2014-11-20 17:01 | 17 | 4.92% | 1.9552 | 1.9552 | 39.7403 | 39.7403 | 0 | 0 | 0 | 0 | 0 | 0 | 0
2014-11-20 18:01 | 18 | 6.56% | 2.607 | 2.607 | 39.7403 | 39.7403 | 0 | 0 | 0 | 0 | 0 | 0 | 0
2014-11-20 19:01 | 19 | 9.84% | 3.9104 | 3.9104 | 39.7403 | 39.7403 | 0 | 0 | 0 | 0 | 0 | 0 | 0
2014-11-20 20:01 | 20 | 8.2% | 3.2587 | 3.2587 | 39.7403 | 39.7403 | 0 | 0 | 0 | 0 | 0 | 0 | 0
2014-11-20 21:01 | 21 | 6.56% | 2.607 | 2.607 | 39.7403 | 39.7403 | 0 | 0 | 0 | 0 | 0 | 0 | 0
2014-11-20 22:01 | 22 | 4.92% | 1.9552 | 1.9552 | 39.7403 | 39.7403 | 0 | 0 | 0 | 0 | 0 | 0 | 0
2014-11-20 23:01 | 23 | 3.28% | 1.3035 | 1.3035 | 39.7403 | 39.7403 | 0 | 0 | 0 | 0 | 0 | 0 | 0
2014-11-21 00:01 | 24 | 1.64% | 0.65174 | 0.65174 | 39.7403 | 39.7403 | 0 | 0 | 0 | 0 | 0 | 0 | 0
2014-11-21 01:01 | 1 | 1.64% | 0.65174 | 0.65174 | 39.7403 | 39.7403 | 0 | 0 | 0 | 0 | 0 | 0 | 0
2014-11-21 02:01 | 2 | 1.64% | 0.65174 | 0.65174 | 39.7403 | 39.7403 | 0 | 0 | 0 | 0 | 0 | 0 | 0
2014-11-21 03:01 | 3 | 1.64% | 0.65174 | 0.65174 | 39.7403 | 39.7403 | 0 | 0 | 0 | 0 | 0 | 0 | 0
2014-11-21 04:01 | 4 | 1.64% | 0.65174 | 0.65174 | 39.7403 | 39.7403 | 0 | 0 | 0 | 0 | 0 | 0 | 0
2014-11-21 05:01 | 5 | 1.64% | 0.65174 | 0.65174 | 39.7403 | 39.7403 | 0 | 0 | 0 | 0 | 0 | 0 | 0
2014-11-21 06:01 | 6 | 3.28% | 1.3035 | 1.3035 | 39.7403 | 39.7403 | 0 | 0 | 0 | 0 | 0 | 0 | 0
2014-11-21 07:01 | 7 | 4.92% | 1.9552 | 1.9552 | 39.7403 | 39.7403 | 0 | 0 | 0 | 0 | 0 | 0 | 0
2014-11-21 08:01 | 8 | 6.56% | 2.607 | 2.607 | 39.7403 | 39.7403 | 0 | 0 | 0 | 0 | 0 | 0 | 0
2014-11-21 09:01 | 9 | 6.56% | 2.607 | 2.607 | 39.7403 | 39.7403 | 0.0004902 | 0.0011765 | 0.0011765 | 0.0011765 | 0.0011765 | 0 | 0
2014-11-21 10:01 | 10 | 4.92% | 1.9552 | 1.9552 | 39.7403 | 39.7403 | 0.0068627 | 0.016471 | 0.016471 | 0.016471 | 0.016471 | 0 | 0
2014-11-21 11:01 | 11 | 3.28% | 1.3035 | 1.3035 | 39.7403 | 39.7403 | 0.020098 | 0.048235 | 0.048235 | 0.048235 | 0.048235 | 0 | 0
2014-11-21 12:01 | 12 | 3.28% | 1.3035 | 1.3035 | 39.7403 | 39.7403 | 0.015196 | 0.036471 | 0.036471 | 0.036471 | 0.036471 | 0 | 0
2014-11-21 13:01 | 13 | 3.28% | 1.3035 | 1.3035 | 39.7403 | 39.7403 | 0.017157 | 0.041176 | 0.041176 | 0.041176 | 0.041176 | 0 | 0
2014-11-21 14:01 | 14 | 3.28% | 1.3035 | 1.3035 | 39.7403 | 39.7403 | 0.0093137 | 0.022353 | 0.022353 | 0.022353 | 0.022353 | 0 | 0
2014-11-21 15:01 | 15 | 3.28% | 1.3035 | 1.3035 | 39.7403 | 39.7403 | 0.002451 | 0.0058824 | 0.0058824 | 0.0058824 | 0.0058824 | 0 | 0
2014-11-21 16:01 | 16 | 3.28% | 1.3035 | 1.3035 | 39.7403 | 39.7403 | 0 | 0 | 0 | 0 | 0 | 0 | 0
2014-11-21 17:01 | 17 | 4.92% | 1.9552 | 1.9552 | 39.7403 | 39.7403 | 0 | 0 | 0 | 0 | 0 | 0 | 0
2014-11-21 18:01 | 18 | 6.56% | 2.607 | 2.607 | 39.7403 | 39.7403 | 0 | 0 | 0 | 0 | 0 | 0 | 0
2014-11-21 19:01 | 19 | 9.84% | 3.9104 | 3.9104 | 39.7403 | 39.7403 | 0 | 0 | 0 | 0 | 0 | 0 | 0
2014-11-21 20:01 | 20 | 8.2% | 3.2587 | 3.2587 | 39.7403 | 39.7403 | 0 | 0 | 0 | 0 | 0 | 0 | 0
2014-11-21 21:01 | 21 | 6.56% | 2.607 | 2.607 | 39.7403 | 39.7403 | 0 | 0 | 0 | 0 | 0 | 0 | 0
2014-11-21 22:01 | 22 | 4.92% | 1.9552 | 1.9552 | 39.7403 | 39.7403 | 0 | 0 | 0 | 0 | 0 | 0 | 0
2014-11-21 23:01 | 23 | 3.28% | 1.3035 | 1.3035 | 39.7403 | 39.7403 | 0 | 0 | 0 | 0 | 0 | 0 | 0
2014-11-22 00:01 | 24 | 1.64% | 0.65174 | 0.65174 | 39.7403 | 39.7403 | 0 | 0 | 0 | 0 | 0 | 0 | 0
2014-11-22 01:01 | 1 | 1.64% | 0.65174 | 0.65174 | 39.7403 | 39.7403 | 0 | 0 | 0 | 0 | 0 | 0 | 0
2014-11-22 02:01 | 2 | 1.64% | 0.65174 | 0.65174 | 39.7403 | 39.7403 | 0 | 0 | 0 | 0 | 0 | 0 | 0
2014-11-22 03:01 | 3 | 1.64% | 0.65174 | 0.65174 | 39.7403 | 39.7403 | 0 | 0 | 0 | 0 | 0 | 0 | 0
2014-11-22 04:01 | 4 | 1.64% | 0.65174 | 0.65174 | 39.7403 | 39.7403 | 0 | 0 | 0 | 0 | 0 | 0 | 0
2014-11-22 05:01 | 5 | 1.64% | 0.65174 | 0.65174 | 39.7403 | 39.7403 | 0 | 0 | 0 | 0 | 0 | 0 | 0
2014-11-22 06:01 | 6 | 3.28% | 1.3035 | 1.3035 | 39.7403 | 39.7403 | 0 | 0 | 0 | 0 | 0 | 0 | 0
2014-11-22 07:01 | 7 | 4.92% | 1.9552 | 1.9552 | 39.7403 | 39.7403 | 0 | 0 | 0 | 0 | 0 | 0 | 0
2014-11-22 08:01 | 8 | 6.56% | 2.607 | 2.607 | 39.7403 | 39.7403 | 0 | 0 | 0 | 0 | 0 | 0 | 0
2014-11-22 09:01 | 9 | 6.56% | 2.607 | 2.607 | 39.7403 | 39.7403 | 0.00098039 | 0.0023529 | 0.0023529 | 0.0023529 | 0.0023529 | 0 | 0
2014-11-22 10:01 | 10 | 4.92% | 1.9552 | 1.9552 | 39.7403 | 39.7403 | 0.018627 | 0.044706 | 0.044706 | 0.044706 | 0.044706 | 0 | 0
2014-11-22 11:01 | 11 | 3.28% | 1.3035 | 1.3035 | 39.7403 | 39.7403 | 0.055392 | 0.13294 | 0.13294 | 0.13294 | 0.13294 | 0 | 0
2014-11-22 12:01 | 12 | 3.28% | 1.3035 | 1.3035 | 39.7403 | 39.7403 | 0.062745 | 0.15059 | 0.15059 | 0.15059 | 0.15059 | 0 | 0
2014-11-22 13:01 | 13 | 3.28% | 1.3035 | 1.3035 | 39.7403 | 39.7403 | 0.058333 | 0.14 | 0.14 | 0.14 | 0.14 | 0 | 0
2014-11-22 14:01 | 14 | 3.28% | 1.3035 | 1.3035 | 39.7403 | 39.7403 | 0.035784 | 0.085882 | 0.085882 | 0.085882 | 0.085882 | 0 | 0
2014-11-22 15:01 | 15 | 3.28% | 1.3035 | 1.3035 | 39.7403 | 39.7403 | 0.0063725 | 0.015294 | 0.015294 | 0.015294 | 0.015294 | 0 | 0
2014-11-22 16:01 | 16 | 3.28% | 1.3035 | 1.3035 | 39.7403 | 39.7403 | 0 | 0 | 0 | 0 | 0 | 0 | 0
2014-11-22 17:01 | 17 | 4.92% | 1.9552 | 1.9552 | 39.7403 | 39.7403 | 0 | 0 | 0 | 0 | 0 | 0 | 0
2014-11-22 18:01 | 18 | 6.56% | 2.607 | 2.607 | 39.7403 | 39.7403 | 0 | 0 | 0 | 0 | 0 | 0 | 0
2014-11-22 19:01 | 19 | 9.84% | 3.9104 | 3.9104 | 39.7403 | 39.7403 | 0 | 0 | 0 | 0 | 0 | 0 | 0
2014-11-22 20:01 | 20 | 8.2% | 3.2587 | 3.2587 | 39.7403 | 39.7403 | 0 | 0 | 0 | 0 | 0 | 0 | 0
2014-11-22 21:01 | 21 | 6.56% | 2.607 | 2.607 | 39.7403 | 39.7403 | 0 | 0 | 0 | 0 | 0 | 0 | 0
2014-11-22 22:01 | 22 | 4.92% | 1.9552 | 1.9552 | 39.7403 | 39.7403 | 0 | 0 | 0 | 0 | 0 | 0 | 0
2014-11-22 23:01 | 23 | 3.28% | 1.3035 | 1.3035 | 39.7403 | 39.7403 | 0 | 0 | 0 | 0 | 0 | 0 | 0
2014-11-23 00:01 | 24 | 1.64% | 0.65174 | 0.65174 | 39.7403 | 39.7403 | 0 | 0 | 0 | 0 | 0 | 0 | 0
2014-11-23 01:01 | 1 | 1.64% | 0.65174 | 0.65174 | 39.7403 | 39.7403 | 0 | 0 | 0 | 0 | 0 | 0 | 0
2014-11-23 02:01 | 2 | 1.64% | 0.65174 | 0.65174 | 39.7403 | 39.7403 | 0 | 0 | 0 | 0 | 0 | 0 | 0
2014-11-23 03:01 | 3 | 1.64% | 0.65174 | 0.65174 | 39.7403 | 39.7403 | 0 | 0 | 0 | 0 | 0 | 0 | 0
2014-11-23 04:01 | 4 | 1.64% | 0.65174 | 0.65174 | 39.7403 | 39.7403 | 0 | 0 | 0 | 0 | 0 | 0 | 0
2014-11-23 05:01 | 5 | 1.64% | 0.65174 | 0.65174 | 39.7403 | 39.7403 | 0 | 0 | 0 | 0 | 0 | 0 | 0
2014-11-23 06:01 | 6 | 3.28% | 1.3035 | 1.3035 | 39.7403 | 39.7403 | 0 | 0 | 0 | 0 | 0 | 0 | 0
2014-11-23 07:01 | 7 | 4.92% | 1.9552 | 1.9552 | 39.7403 | 39.7403 | 0 | 0 | 0 | 0 | 0 | 0 | 0
2014-11-23 08:01 | 8 | 6.56% | 2.607 | 2.607 | 39.7403 | 39.7403 | 0 | 0 | 0 | 0 | 0 | 0 | 0
2014-11-23 09:01 | 9 | 6.56% | 2.607 | 2.607 | 39.7403 | 39.7403 | 0.0019608 | 0.0047059 | 0.0047059 | 0.0047059 | 0.0047059 | 0 | 0
2014-11-23 10:01 | 10 | 4.92% | 1.9552 | 1.9552 | 39.7403 | 39.7403 | 0.037745 | 0.090588 | 0.090588 | 0.090588 | 0.090588 | 0 | 0
2014-11-23 11:01 | 11 | 3.28% | 1.3035 | 1.3035 | 39.7403 | 39.7403 | 0.11814 | 0.28353 | 0.28353 | 0.28353 | 0.28353 | 0 | 0
2014-11-23 12:01 | 12 | 3.28% | 1.3035 | 1.3035 | 39.7403 | 39.7403 | 0.060294 | 0.14471 | 0.14471 | 0.14471 | 0.14471 | 0 | 0
2014-11-23 13:01 | 13 | 3.28% | 1.3035 | 1.3035 | 39.7403 | 39.7403 | 0.12598 | 0.30235 | 0.30235 | 0.30235 | 0.30235 | 0 | 0
2014-11-23 14:01 | 14 | 3.28% | 1.3035 | 1.3035 | 39.7403 | 39.7403 | 0.061765 | 0.14824 | 0.14824 | 0.14824 | 0.14824 | 0 | 0
2014-11-23 15:01 | 15 | 3.28% | 1.3035 | 1.3035 | 39.7403 | 39.7403 | 0.0083333 | 0.02 | 0.02 | 0.02 | 0.02 | 0 | 0
2014-11-23 16:01 | 16 | 3.28% | 1.3035 | 1.3035 | 39.7403 | 39.7403 | 0 | 0 | 0 | 0 | 0 | 0 | 0
2014-11-23 17:01 | 17 | 4.92% | 1.9552 | 1.9552 | 39.7403 | 39.7403 | 0 | 0 | 0 | 0 | 0 | 0 | 0
2014-11-23 18:01 | 18 | 6.56% | 2.607 | 2.607 | 39.7403 | 39.7403 | 0 | 0 | 0 | 0 | 0 | 0 | 0
2014-11-23 19:01 | 19 | 9.84% | 3.9104 | 3.9104 | 39.7403 | 39.7403 | 0 | 0 | 0 | 0 | 0 | 0 | 0
2014-11-23 20:01 | 20 | 8.2% | 3.2587 | 3.2587 | 39.7403 | 39.7403 | 0 | 0 | 0 | 0 | 0 | 0 | 0
2014-11-23 21:01 | 21 | 6.56% | 2.607 | 2.607 | 39.7403 | 39.7403 | 0 | 0 | 0 | 0 | 0 | 0 | 0
2014-11-23 22:01 | 22 | 4.92% | 1.9552 | 1.9552 | 39.7403 | 39.7403 | 0 | 0 | 0 | 0 | 0 | 0 | 0
2014-11-23 23:01 | 23 | 3.28% | 1.3035 | 1.3035 | 39.7403 | 39.7403 | 0 | 0 | 0 | 0 | 0 | 0 | 0
2014-11-24 00:01 | 24 | 1.64% | 0.65174 | 0.65174 | 39.7403 | 39.7403 | 0 | 0 | 0 | 0 | 0 | 0 | 0
2014-11-24 01:01 | 1 | 1.64% | 0.65174 | 0.65174 | 39.7403 | 39.7403 | 0 | 0 | 0 | 0 | 0 | 0 | 0
2014-11-24 02:01 | 2 | 1.64% | 0.65174 | 0.65174 | 39.7403 | 39.7403 | 0 | 0 | 0 | 0 | 0 | 0 | 0
2014-11-24 03:01 | 3 | 1.64% | 0.65174 | 0.65174 | 39.7403 | 39.7403 | 0 | 0 | 0 | 0 | 0 | 0 | 0
2014-11-24 04:01 | 4 | 1.64% | 0.65174 | 0.65174 | 39.7403 | 39.7403 | 0 | 0 | 0 | 0 | 0 | 0 | 0
2014-11-24 05:01 | 5 | 1.64% | 0.65174 | 0.65174 | 39.7403 | 39.7403 | 0 | 0 | 0 | 0 | 0 | 0 | 0
2014-11-24 06:01 | 6 | 3.28% | 1.3035 | 1.3035 | 39.7403 | 39.7403 | 0 | 0 | 0 | 0 | 0 | 0 | 0
2014-11-24 07:01 | 7 | 4.92% | 1.9552 | 1.9552 | 39.7403 | 39.7403 | 0 | 0 | 0 | 0 | 0 | 0 | 0
2014-11-24 08:01 | 8 | 6.56% | 2.607 | 2.607 | 39.7403 | 39.7403 | 0 | 0 | 0 | 0 | 0 | 0 | 0
2014-11-24 09:01 | 9 | 6.56% | 2.607 | 2.607 | 39.7403 | 39.7403 | 0.002451 | 0.0058824 | 0.0058824 | 0.0058824 | 0.0058824 | 0 | 0
2014-11-24 10:01 | 10 | 4.92% | 1.9552 | 1.9552 | 39.7403 | 39.7403 | 0.042157 | 0.10118 | 0.10118 | 0.10118 | 0.10118 | 0 | 0
2014-11-24 11:01 | 11 | 3.28% | 1.3035 | 1.3035 | 39.7403 | 39.7403 | 0.10196 | 0.24471 | 0.24471 | 0.24471 | 0.24471 | 0 | 0
2014-11-24 12:01 | 12 | 3.28% | 1.3035 | 1.3035 | 39.7403 | 39.7403 | 0.11422 | 0.27412 | 0.27412 | 0.27412 | 0.27412 | 0 | 0
2014-11-24 13:01 | 13 | 3.28% | 1.3035 | 1.3035 | 39.7403 | 39.7403 | 0.13676 | 0.32824 | 0.32824 | 0.32824 | 0.32824 | 0 | 0
2014-11-24 14:01 | 14 | 3.28% | 1.3035 | 1.3035 | 39.7403 | 39.7403 | 0.065686 | 0.15765 | 0.15765 | 0.15765 | 0.15765 | 0 | 0
2014-11-24 15:01 | 15 | 3.28% | 1.3035 | 1.3035 | 39.7403 | 39.7403 | 0.014216 | 0.034118 | 0.034118 | 0.034118 | 0.034118 | 0 | 0
2014-11-24 16:01 | 16 | 3.28% | 1.3035 | 1.3035 | 39.7403 | 39.7403 | 0.0004902 | 0.0011765 | 0.0011765 | 0.0011765 | 0.0011765 | 0 | 0
2014-11-24 17:01 | 17 | 4.92% | 1.9552 | 1.9552 | 39.7403 | 39.7403 | 0 | 0 | 0 | 0 | 0 | 0 | 0
2014-11-24 18:01 | 18 | 6.56% | 2.607 | 2.607 | 39.7403 | 39.7403 | 0 | 0 | 0 | 0 | 0 | 0 | 0
2014-11-24 19:01 | 19 | 9.84% | 3.9104 | 3.9104 | 39.7403 | 39.7403 | 0 | 0 | 0 | 0 | 0 | 0 | 0
2014-11-24 20:01 | 20 | 8.2% | 3.2587 | 3.2587 | 39.7403 | 39.7403 | 0 | 0 | 0 | 0 | 0 | 0 | 0
2014-11-24 21:01 | 21 | 6.56% | 2.607 | 2.607 | 39.7403 | 39.7403 | 0 | 0 | 0 | 0 | 0 | 0 | 0
2014-11-24 22:01 | 22 | 4.92% | 1.9552 | 1.9552 | 39.7403 | 39.7403 | 0 | 0 | 0 | 0 | 0 | 0 | 0
2014-11-24 23:01 | 23 | 3.28% | 1.3035 | 1.3035 | 39.7403 | 39.7403 | 0 | 0 | 0 | 0 | 0 | 0 | 0
2014-11-25 00:01 | 24 | 1.64% | 0.65174 | 0.65174 | 39.7403 | 39.7403 | 0 | 0 | 0 | 0 | 0 | 0 | 0
2014-11-25 01:01 | 1 | 1.64% | 0.65174 | 0.65174 | 39.7403 | 39.7403 | 0 | 0 | 0 | 0 | 0 | 0 | 0
2014-11-25 02:01 | 2 | 1.64% | 0.65174 | 0.65174 | 39.7403 | 39.7403 | 0 | 0 | 0 | 0 | 0 | 0 | 0
2014-11-25 03:01 | 3 | 1.64% | 0.65174 | 0.65174 | 39.7403 | 39.7403 | 0 | 0 | 0 | 0 | 0 | 0 | 0
2014-11-25 04:01 | 4 | 1.64% | 0.65174 | 0.65174 | 39.7403 | 39.7403 | 0 | 0 | 0 | 0 | 0 | 0 | 0
2014-11-25 05:01 | 5 | 1.64% | 0.65174 | 0.65174 | 39.7403 | 39.7403 | 0 | 0 | 0 | 0 | 0 | 0 | 0
2014-11-25 06:01 | 6 | 3.28% | 1.3035 | 1.3035 | 39.7403 | 39.7403 | 0 | 0 | 0 | 0 | 0 | 0 | 0
2014-11-25 07:01 | 7 | 4.92% | 1.9552 | 1.9552 | 39.7403 | 39.7403 | 0 | 0 | 0 | 0 | 0 | 0 | 0
2014-11-25 08:01 | 8 | 6.56% | 2.607 | 2.607 | 39.7403 | 39.7403 | 0 | 0 | 0 | 0 | 0 | 0 | 0
2014-11-25 09:01 | 9 | 6.56% | 2.607 | 2.607 | 39.7403 | 39.7403 | 0.00098039 | 0.0023529 | 0.0023529 | 0.0023529 | 0.0023529 | 0 | 0
2014-11-25 10:01 | 10 | 4.92% | 1.9552 | 1.9552 | 39.7403 | 39.7403 | 0.032843 | 0.078824 | 0.078824 | 0.078824 | 0.078824 | 0 | 0
2014-11-25 11:01 | 11 | 3.28% | 1.3035 | 1.3035 | 39.7403 | 39.7403 | 0.098039 | 0.23529 | 0.23529 | 0.23529 | 0.23529 | 0 | 0
2014-11-25 12:01 | 12 | 3.28% | 1.3035 | 1.3035 | 39.7403 | 39.7403 | 0.10784 | 0.25882 | 0.25882 | 0.25882 | 0.25882 | 0 | 0
2014-11-25 13:01 | 13 | 3.28% | 1.3035 | 1.3035 | 39.7403 | 39.7403 | 0.098529 | 0.23647 | 0.23647 | 0.23647 | 0.23647 | 0 | 0
2014-11-25 14:01 | 14 | 3.28% | 1.3035 | 1.3035 | 39.7403 | 39.7403 | 0.044118 | 0.10588 | 0.10588 | 0.10588 | 0.10588 | 0 | 0
2014-11-25 15:01 | 15 | 3.28% | 1.3035 | 1.3035 | 39.7403 | 39.7403 | 0.0039216 | 0.0094118 | 0.0094118 | 0.0094118 | 0.0094118 | 0 | 0
2014-11-25 16:01 | 16 | 3.28% | 1.3035 | 1.3035 | 39.7403 | 39.7403 | 0 | 0 | 0 | 0 | 0 | 0 | 0
2014-11-25 17:01 | 17 | 4.92% | 1.9552 | 1.9552 | 39.7403 | 39.7403 | 0 | 0 | 0 | 0 | 0 | 0 | 0
2014-11-25 18:01 | 18 | 6.56% | 2.607 | 2.607 | 39.7403 | 39.7403 | 0 | 0 | 0 | 0 | 0 | 0 | 0
2014-11-25 19:01 | 19 | 9.84% | 3.9104 | 3.9104 | 39.7403 | 39.7403 | 0 | 0 | 0 | 0 | 0 | 0 | 0
2014-11-25 20:01 | 20 | 8.2% | 3.2587 | 3.2587 | 39.7403 | 39.7403 | 0 | 0 | 0 | 0 | 0 | 0 | 0
2014-11-25 21:01 | 21 | 6.56% | 2.607 | 2.607 | 39.7403 | 39.7403 | 0 | 0 | 0 | 0 | 0 | 0 | 0
2014-11-25 22:01 | 22 | 4.92% | 1.9552 | 1.9552 | 39.7403 | 39.7403 | 0 | 0 | 0 | 0 | 0 | 0 | 0
2014-11-25 23:01 | 23 | 3.28% | 1.3035 | 1.3035 | 39.7403 | 39.7403 | 0 | 0 | 0 | 0 | 0 | 0 | 0
2014-11-26 00:01 | 24 | 1.64% | 0.65174 | 0.65174 | 39.7403 | 39.7403 | 0 | 0 | 0 | 0 | 0 | 0 | 0
2014-11-26 01:01 | 1 | 1.64% | 0.65174 | 0.65174 | 39.7403 | 39.7403 | 0 | 0 | 0 | 0 | 0 | 0 | 0
2014-11-26 02:01 | 2 | 1.64% | 0.65174 | 0.65174 | 39.7403 | 39.7403 | 0 | 0 | 0 | 0 | 0 | 0 | 0
2014-11-26 03:01 | 3 | 1.64% | 0.65174 | 0.65174 | 39.7403 | 39.7403 | 0 | 0 | 0 | 0 | 0 | 0 | 0
2014-11-26 04:01 | 4 | 1.64% | 0.65174 | 0.65174 | 39.7403 | 39.7403 | 0 | 0 | 0 | 0 | 0 | 0 | 0
2014-11-26 05:01 | 5 | 1.64% | 0.65174 | 0.65174 | 39.7403 | 39.7403 | 0 | 0 | 0 | 0 | 0 | 0 | 0
2014-11-26 06:01 | 6 | 3.28% | 1.3035 | 1.3035 | 39.7403 | 39.7403 | 0 | 0 | 0 | 0 | 0 | 0 | 0
2014-11-26 07:01 | 7 | 4.92% | 1.9552 | 1.9552 | 39.7403 | 39.7403 | 0 | 0 | 0 | 0 | 0 | 0 | 0
2014-11-26 08:01 | 8 | 6.56% | 2.607 | 2.607 | 39.7403 | 39.7403 | 0 | 0 | 0 | 0 | 0 | 0 | 0
2014-11-26 09:01 | 9 | 6.56% | 2.607 | 2.607 | 39.7403 | 39.7403 | 0 | 0 | 0 | 0 | 0 | 0 | 0
2014-11-26 10:01 | 10 | 4.92% | 1.9552 | 1.9552 | 39.7403 | 39.7403 | 0.031373 | 0.075294 | 0.075294 | 0.075294 | 0.075294 | 0 | 0
2014-11-26 11:01 | 11 | 3.28% | 1.3035 | 1.3035 | 39.7403 | 39.7403 | 0.10784 | 0.25882 | 0.25882 | 0.25882 | 0.25882 | 0 | 0
2014-11-26 12:01 | 12 | 3.28% | 1.3035 | 1.3035 | 39.7403 | 39.7403 | 0.04902 | 0.11765 | 0.11765 | 0.11765 | 0.11765 | 0 | 0
2014-11-26 13:01 | 13 | 3.28% | 1.3035 | 1.3035 | 39.7403 | 39.7403 | 0.061275 | 0.14706 | 0.14706 | 0.14706 | 0.14706 | 0 | 0
2014-11-26 14:01 | 14 | 3.28% | 1.3035 | 1.3035 | 39.7403 | 39.7403 | 0.040686 | 0.097647 | 0.097647 | 0.097647 | 0.097647 | 0 | 0
2014-11-26 15:01 | 15 | 3.28% | 1.3035 | 1.3035 | 39.7403 | 39.7403 | 0.0058824 | 0.014118 | 0.014118 | 0.014118 | 0.014118 | 0 | 0
2014-11-26 16:01 | 16 | 3.28% | 1.3035 | 1.3035 | 39.7403 | 39.7403 | 0 | 0 | 0 | 0 | 0 | 0 | 0
2014-11-26 17:01 | 17 | 4.92% | 1.9552 | 1.9552 | 39.7403 | 39.7403 | 0 | 0 | 0 | 0 | 0 | 0 | 0
2014-11-26 18:01 | 18 | 6.56% | 2.607 | 2.607 | 39.7403 | 39.7403 | 0 | 0 | 0 | 0 | 0 | 0 | 0
2014-11-26 19:01 | 19 | 9.84% | 3.9104 | 3.9104 | 39.7403 | 39.7403 | 0 | 0 | 0 | 0 | 0 | 0 | 0
2014-11-26 20:01 | 20 | 8.2% | 3.2587 | 3.2587 | 39.7403 | 39.7403 | 0 | 0 | 0 | 0 | 0 | 0 | 0
2014-11-26 21:01 | 21 | 6.56% | 2.607 | 2.607 | 39.7403 | 39.7403 | 0 | 0 | 0 | 0 | 0 | 0 | 0
2014-11-26 22:01 | 22 | 4.92% | 1.9552 | 1.9552 | 39.7403 | 39.7403 | 0 | 0 | 0 | 0 | 0 | 0 | 0
2014-11-26 23:01 | 23 | 3.28% | 1.3035 | 1.3035 | 39.7403 | 39.7403 | 0 | 0 | 0 | 0 | 0 | 0 | 0
2014-11-27 00:01 | 24 | 1.64% | 0.65174 | 0.65174 | 39.7403 | 39.7403 | 0 | 0 | 0 | 0 | 0 | 0 | 0
2014-11-27 01:01 | 1 | 1.64% | 0.65174 | 0.65174 | 39.7403 | 39.7403 | 0 | 0 | 0 | 0 | 0 | 0 | 0
2014-11-27 02:01 | 2 | 1.64% | 0.65174 | 0.65174 | 39.7403 | 39.7403 | 0 | 0 | 0 | 0 | 0 | 0 | 0
2014-11-27 03:01 | 3 | 1.64% | 0.65174 | 0.65174 | 39.7403 | 39.7403 | 0 | 0 | 0 | 0 | 0 | 0 | 0
2014-11-27 04:01 | 4 | 1.64% | 0.65174 | 0.65174 | 39.7403 | 39.7403 | 0 | 0 | 0 | 0 | 0 | 0 | 0
2014-11-27 05:01 | 5 | 1.64% | 0.65174 | 0.65174 | 39.7403 | 39.7403 | 0 | 0 | 0 | 0 | 0 | 0 | 0
2014-11-27 06:01 | 6 | 3.28% | 1.3035 | 1.3035 | 39.7403 | 39.7403 | 0 | 0 | 0 | 0 | 0 | 0 | 0
2014-11-27 07:01 | 7 | 4.92% | 1.9552 | 1.9552 | 39.7403 | 39.7403 | 0 | 0 | 0 | 0 | 0 | 0 | 0
2014-11-27 08:01 | 8 | 6.56% | 2.607 | 2.607 | 39.7403 | 39.7403 | 0 | 0 | 0 | 0 | 0 | 0 | 0
2014-11-27 09:01 | 9 | 6.56% | 2.607 | 2.607 | 39.7403 | 39.7403 | 0 | 0 | 0 | 0 | 0 | 0 | 0
2014-11-27 10:01 | 10 | 4.92% | 1.9552 | 1.9552 | 39.7403 | 39.7403 | 0.013235 | 0.031765 | 0.031765 | 0.031765 | 0.031765 | 0 | 0
2014-11-27 11:01 | 11 | 3.28% | 1.3035 | 1.3035 | 39.7403 | 39.7403 | 0.052941 | 0.12706 | 0.12706 | 0.12706 | 0.12706 | 0 | 0
2014-11-27 12:01 | 12 | 3.28% | 1.3035 | 1.3035 | 39.7403 | 39.7403 | 0.092157 | 0.22118 | 0.22118 | 0.22118 | 0.22118 | 0 | 0
2014-11-27 13:01 | 13 | 3.28% | 1.3035 | 1.3035 | 39.7403 | 39.7403 | 0.092157 | 0.22118 | 0.22118 | 0.22118 | 0.22118 | 0 | 0
2014-11-27 14:01 | 14 | 3.28% | 1.3035 | 1.3035 | 39.7403 | 39.7403 | 0.034314 | 0.082353 | 0.082353 | 0.082353 | 0.082353 | 0 | 0
2014-11-27 15:01 | 15 | 3.28% | 1.3035 | 1.3035 | 39.7403 | 39.7403 | 0.002451 | 0.0058824 | 0.0058824 | 0.0058824 | 0.0058824 | 0 | 0
2014-11-27 16:01 | 16 | 3.28% | 1.3035 | 1.3035 | 39.7403 | 39.7403 | 0 | 0 | 0 | 0 | 0 | 0 | 0
2014-11-27 17:01 | 17 | 4.92% | 1.9552 | 1.9552 | 39.7403 | 39.7403 | 0 | 0 | 0 | 0 | 0 | 0 | 0
2014-11-27 18:01 | 18 | 6.56% | 2.607 | 2.607 | 39.7403 | 39.7403 | 0 | 0 | 0 | 0 | 0 | 0 | 0
2014-11-27 19:01 | 19 | 9.84% | 3.9104 | 3.9104 | 39.7403 | 39.7403 | 0 | 0 | 0 | 0 | 0 | 0 | 0
2014-11-27 20:01 | 20 | 8.2% | 3.2587 | 3.2587 | 39.7403 | 39.7403 | 0 | 0 | 0 | 0 | 0 | 0 | 0
2014-11-27 21:01 | 21 | 6.56% | 2.607 | 2.607 | 39.7403 | 39.7403 | 0 | 0 | 0 | 0 | 0 | 0 | 0
2014-11-27 22:01 | 22 | 4.92% | 1.9552 | 1.9552 | 39.7403 | 39.7403 | 0 | 0 | 0 | 0 | 0 | 0 | 0
2014-11-27 23:01 | 23 | 3.28% | 1.3035 | 1.3035 | 39.7403 | 39.7403 | 0 | 0 | 0 | 0 | 0 | 0 | 0
2014-11-28 00:01 | 24 | 1.64% | 0.65174 | 0.65174 | 39.7403 | 39.7403 | 0 | 0 | 0 | 0 | 0 | 0 | 0
2014-11-28 01:01 | 1 | 1.64% | 0.65174 | 0.65174 | 39.7403 | 39.7403 | 0 | 0 | 0 | 0 | 0 | 0 | 0
2014-11-28 02:01 | 2 | 1.64% | 0.65174 | 0.65174 | 39.7403 | 39.7403 | 0 | 0 | 0 | 0 | 0 | 0 | 0
2014-11-28 03:01 | 3 | 1.64% | 0.65174 | 0.65174 | 39.7403 | 39.7403 | 0 | 0 | 0 | 0 | 0 | 0 | 0
2014-11-28 04:01 | 4 | 1.64% | 0.65174 | 0.65174 | 39.7403 | 39.7403 | 0 | 0 | 0 | 0 | 0 | 0 | 0
2014-11-28 05:01 | 5 | 1.64% | 0.65174 | 0.65174 | 39.7403 | 39.7403 | 0 | 0 | 0 | 0 | 0 | 0 | 0
2014-11-28 06:01 | 6 | 3.28% | 1.3035 | 1.3035 | 39.7403 | 39.7403 | 0 | 0 | 0 | 0 | 0 | 0 | 0
2014-11-28 07:01 | 7 | 4.92% | 1.9552 | 1.9552 | 39.7403 | 39.7403 | 0 | 0 | 0 | 0 | 0 | 0 | 0
2014-11-28 08:01 | 8 | 6.56% | 2.607 | 2.607 | 39.7403 | 39.7403 | 0 | 0 | 0 | 0 | 0 | 0 | 0
2014-11-28 09:01 | 9 | 6.56% | 2.607 | 2.607 | 39.7403 | 39.7403 | 0.0004902 | 0.0011765 | 0.0011765 | 0.0011765 | 0.0011765 | 0 | 0
2014-11-28 10:01 | 10 | 4.92% | 1.9552 | 1.9552 | 39.7403 | 39.7403 | 0.012255 | 0.029412 | 0.029412 | 0.029412 | 0.029412 | 0 | 0
2014-11-28 11:01 | 11 | 3.28% | 1.3035 | 1.3035 | 39.7403 | 39.7403 | 0.043137 | 0.10353 | 0.10353 | 0.10353 | 0.10353 | 0 | 0
2014-11-28 12:01 | 12 | 3.28% | 1.3035 | 1.3035 | 39.7403 | 39.7403 | 0.083824 | 0.20118 | 0.20118 | 0.20118 | 0.20118 | 0 | 0
2014-11-28 13:01 | 13 | 3.28% | 1.3035 | 1.3035 | 39.7403 | 39.7403 | 0.072549 | 0.17412 | 0.17412 | 0.17412 | 0.17412 | 0 | 0
2014-11-28 14:01 | 14 | 3.28% | 1.3035 | 1.3035 | 39.7403 | 39.7403 | 0.051471 | 0.12353 | 0.12353 | 0.12353 | 0.12353 | 0 | 0
2014-11-28 15:01 | 15 | 3.28% | 1.3035 | 1.3035 | 39.7403 | 39.7403 | 0.020588 | 0.049412 | 0.049412 | 0.049412 | 0.049412 | 0 | 0
2014-11-28 16:01 | 16 | 3.28% | 1.3035 | 1.3035 | 39.7403 | 39.7403 | 0.00098039 | 0.0023529 | 0.0023529 | 0.0023529 | 0.0023529 | 0 | 0
2014-11-28 17:01 | 17 | 4.92% | 1.9552 | 1.9552 | 39.7403 | 39.7403 | 0 | 0 | 0 | 0 | 0 | 0 | 0
2014-11-28 18:01 | 18 | 6.56% | 2.607 | 2.607 | 39.7403 | 39.7403 | 0 | 0 | 0 | 0 | 0 | 0 | 0
2014-11-28 19:01 | 19 | 9.84% | 3.9104 | 3.9104 | 39.7403 | 39.7403 | 0 | 0 | 0 | 0 | 0 | 0 | 0
2014-11-28 20:01 | 20 | 8.2% | 3.2587 | 3.2587 | 39.7403 | 39.7403 | 0 | 0 | 0 | 0 | 0 | 0 | 0
2014-11-28 21:01 | 21 | 6.56% | 2.607 | 2.607 | 39.7403 | 39.7403 | 0 | 0 | 0 | 0 | 0 | 0 | 0
2014-11-28 22:01 | 22 | 4.92% | 1.9552 | 1.9552 | 39.7403 | 39.7403 | 0 | 0 | 0 | 0 | 0 | 0 | 0
2014-11-28 23:01 | 23 | 3.28% | 1.3035 | 1.3035 | 39.7403 | 39.7403 | 0 | 0 | 0 | 0 | 0 | 0 | 0
2014-11-29 00:01 | 24 | 1.64% | 0.65174 | 0.65174 | 39.7403 | 39.7403 | 0 | 0 | 0 | 0 | 0 | 0 | 0
2014-11-29 01:01 | 1 | 1.64% | 0.65174 | 0.65174 | 39.7403 | 39.7403 | 0 | 0 | 0 | 0 | 0 | 0 | 0
2014-11-29 02:01 | 2 | 1.64% | 0.65174 | 0.65174 | 39.7403 | 39.7403 | 0 | 0 | 0 | 0 | 0 | 0 | 0
2014-11-29 03:01 | 3 | 1.64% | 0.65174 | 0.65174 | 39.7403 | 39.7403 | 0 | 0 | 0 | 0 | 0 | 0 | 0
2014-11-29 04:01 | 4 | 1.64% | 0.65174 | 0.65174 | 39.7403 | 39.7403 | 0 | 0 | 0 | 0 | 0 | 0 | 0
2014-11-29 05:01 | 5 | 1.64% | 0.65174 | 0.65174 | 39.7403 | 39.7403 | 0 | 0 | 0 | 0 | 0 | 0 | 0
2014-11-29 06:01 | 6 | 3.28% | 1.3035 | 1.3035 | 39.7403 | 39.7403 | 0 | 0 | 0 | 0 | 0 | 0 | 0
2014-11-29 07:01 | 7 | 4.92% | 1.9552 | 1.9552 | 39.7403 | 39.7403 | 0 | 0 | 0 | 0 | 0 | 0 | 0
2014-11-29 08:01 | 8 | 6.56% | 2.607 | 2.607 | 39.7403 | 39.7403 | 0 | 0 | 0 | 0 | 0 | 0 | 0
2014-11-29 09:01 | 9 | 6.56% | 2.607 | 2.607 | 39.7403 | 39.7403 | 0 | 0 | 0 | 0 | 0 | 0 | 0
2014-11-29 10:01 | 10 | 4.92% | 1.9552 | 1.9552 | 39.7403 | 39.7403 | 0.0098039 | 0.023529 | 0.023529 | 0.023529 | 0.023529 | 0 | 0
2014-11-29 11:01 | 11 | 3.28% | 1.3035 | 1.3035 | 39.7403 | 39.7403 | 0.072549 | 0.17412 | 0.17412 | 0.17412 | 0.17412 | 0 | 0
2014-11-29 12:01 | 12 | 3.28% | 1.3035 | 1.3035 | 39.7403 | 39.7403 | 0.045588 | 0.10941 | 0.10941 | 0.10941 | 0.10941 | 0 | 0
2014-11-29 13:01 | 13 | 3.28% | 1.3035 | 1.3035 | 39.7403 | 39.7403 | 0.062255 | 0.14941 | 0.14941 | 0.14941 | 0.14941 | 0 | 0
2014-11-29 14:01 | 14 | 3.28% | 1.3035 | 1.3035 | 39.7403 | 39.7403 | 0.048039 | 0.11529 | 0.11529 | 0.11529 | 0.11529 | 0 | 0
2014-11-29 15:01 | 15 | 3.28% | 1.3035 | 1.3035 | 39.7403 | 39.7403 | 0.015686 | 0.037647 | 0.037647 | 0.037647 | 0.037647 | 0 | 0
2014-11-29 16:01 | 16 | 3.28% | 1.3035 | 1.3035 | 39.7403 | 39.7403 | 0.0004902 | 0.0011765 | 0.0011765 | 0.0011765 | 0.0011765 | 0 | 0
2014-11-29 17:01 | 17 | 4.92% | 1.9552 | 1.9552 | 39.7403 | 39.7403 | 0 | 0 | 0 | 0 | 0 | 0 | 0
2014-11-29 18:01 | 18 | 6.56% | 2.607 | 2.607 | 39.7403 | 39.7403 | 0 | 0 | 0 | 0 | 0 | 0 | 0
2014-11-29 19:01 | 19 | 9.84% | 3.9104 | 3.9104 | 39.7403 | 39.7403 | 0 | 0 | 0 | 0 | 0 | 0 | 0
2014-11-29 20:01 | 20 | 8.2% | 3.2587 | 3.2587 | 39.7403 | 39.7403 | 0 | 0 | 0 | 0 | 0 | 0 | 0
2014-11-29 21:01 | 21 | 6.56% | 2.607 | 2.607 | 39.7403 | 39.7403 | 0 | 0 | 0 | 0 | 0 | 0 | 0
2014-11-29 22:01 | 22 | 4.92% | 1.9552 | 1.9552 | 39.7403 | 39.7403 | 0 | 0 | 0 | 0 | 0 | 0 | 0
2014-11-29 23:01 | 23 | 3.28% | 1.3035 | 1.3035 | 39.7403 | 39.7403 | 0 | 0 | 0 | 0 | 0 | 0 | 0
2014-11-30 00:01 | 24 | 1.64% | 0.65174 | 0.65174 | 39.7403 | 39.7403 | 0 | 0 | 0 | 0 | 0 | 0 | 0
2014-11-30 01:01 | 1 | 1.64% | 0.65174 | 0.65174 | 39.7403 | 39.7403 | 0 | 0 | 0 | 0 | 0 | 0 | 0
2014-11-30 02:01 | 2 | 1.64% | 0.65174 | 0.65174 | 39.7403 | 39.7403 | 0 | 0 | 0 | 0 | 0 | 0 | 0
2014-11-30 03:01 | 3 | 1.64% | 0.65174 | 0.65174 | 39.7403 | 39.7403 | 0 | 0 | 0 | 0 | 0 | 0 | 0
2014-11-30 04:01 | 4 | 1.64% | 0.65174 | 0.65174 | 39.7403 | 39.7403 | 0 | 0 | 0 | 0 | 0 | 0 | 0
2014-11-30 05:01 | 5 | 1.64% | 0.65174 | 0.65174 | 39.7403 | 39.7403 | 0 | 0 | 0 | 0 | 0 | 0 | 0
2014-11-30 06:01 | 6 | 3.28% | 1.3035 | 1.3035 | 39.7403 | 39.7403 | 0 | 0 | 0 | 0 | 0 | 0 | 0
2014-11-30 07:01 | 7 | 4.92% | 1.9552 | 1.9552 | 39.7403 | 39.7403 | 0 | 0 | 0 | 0 | 0 | 0 | 0
2014-11-30 08:01 | 8 | 6.56% | 2.607 | 2.607 | 39.7403 | 39.7403 | 0 | 0 | 0 | 0 | 0 | 0 | 0
2014-11-30 09:01 | 9 | 6.56% | 2.607 | 2.607 | 39.7403 | 39.7403 | 0.0004902 | 0.0011765 | 0.0011765 | 0.0011765 | 0.0011765 | 0 | 0
2014-11-30 10:01 | 10 | 4.92% | 1.9552 | 1.9552 | 39.7403 | 39.7403 | 0.019608 | 0.047059 | 0.047059 | 0.047059 | 0.047059 | 0 | 0
2014-11-30 11:01 | 11 | 3.28% | 1.3035 | 1.3035 | 39.7403 | 39.7403 | 0.072059 | 0.17294 | 0.17294 | 0.17294 | 0.17294 | 0 | 0
2014-11-30 12:01 | 12 | 3.28% | 1.3035 | 1.3035 | 39.7403 | 39.7403 | 0.046078 | 0.11059 | 0.11059 | 0.11059 | 0.11059 | 0 | 0
2014-11-30 13:01 | 13 | 3.28% | 1.3035 | 1.3035 | 39.7403 | 39.7403 | 0.037255 | 0.089412 | 0.089412 | 0.089412 | 0.089412 | 0 | 0
2014-11-30 14:01 | 14 | 3.28% | 1.3035 | 1.3035 | 39.7403 | 39.7403 | 0.031863 | 0.076471 | 0.076471 | 0.076471 | 0.076471 | 0 | 0
2014-11-30 15:01 | 15 | 3.28% | 1.3035 | 1.3035 | 39.7403 | 39.7403 | 0.0039216 | 0.0094118 | 0.0094118 | 0.0094118 | 0.0094118 | 0 | 0
2014-11-30 16:01 | 16 | 3.28% | 1.3035 | 1.3035 | 39.7403 | 39.7403 | 0 | 0 | 0 | 0 | 0 | 0 | 0
2014-11-30 17:01 | 17 | 4.92% | 1.9552 | 1.9552 | 39.7403 | 39.7403 | 0 | 0 | 0 | 0 | 0 | 0 | 0
2014-11-30 18:01 | 18 | 6.56% | 2.607 | 2.607 | 39.7403 | 39.7403 | 0 | 0 | 0 | 0 | 0 | 0 | 0
2014-11-30 19:01 | 19 | 9.84% | 3.9104 | 3.9104 | 39.7403 | 39.7403 | 0 | 0 | 0 | 0 | 0 | 0 | 0
2014-11-30 20:01 | 20 | 8.2% | 3.2587 | 3.2587 | 39.7403 | 39.7403 | 0 | 0 | 0 | 0 | 0 | 0 | 0
2014-11-30 21:01 | 21 | 6.56% | 2.607 | 2.607 | 39.7403 | 39.7403 | 0 | 0 | 0 | 0 | 0 | 0 | 0
2014-11-30 22:01 | 22 | 4.92% | 1.9552 | 1.9552 | 39.7403 | 39.7403 | 0 | 0 | 0 | 0 | 0 | 0 | 0
2014-11-30 23:01 | 23 | 3.28% | 1.3035 | 1.3035 | 39.7403 | 39.7403 | 0 | 0 | 0 | 0 | 0 | 0 | 0
2014-12-01 00:01 | 24 | 1.64% | 0.65174 | 0.65408 | 39.7403 | 39.8827 | 0 | 0 | 0 | 0 | 0 | 0 | 0
2014-12-01 01:01 | 1 | 1.64% | 0.65408 | 0.65408 | 39.8827 | 39.8827 | 0 | 0 | 0 | 0 | 0 | 0 | 0
2014-12-01 02:01 | 2 | 1.64% | 0.65408 | 0.65408 | 39.8827 | 39.8827 | 0 | 0 | 0 | 0 | 0 | 0 | 0
2014-12-01 03:01 | 3 | 1.64% | 0.65408 | 0.65408 | 39.8827 | 39.8827 | 0 | 0 | 0 | 0 | 0 | 0 | 0
2014-12-01 04:01 | 4 | 1.64% | 0.65408 | 0.65408 | 39.8827 | 39.8827 | 0 | 0 | 0 | 0 | 0 | 0 | 0
2014-12-01 05:01 | 5 | 1.64% | 0.65408 | 0.65408 | 39.8827 | 39.8827 | 0 | 0 | 0 | 0 | 0 | 0 | 0
2014-12-01 06:01 | 6 | 3.28% | 1.3082 | 1.3082 | 39.8827 | 39.8827 | 0 | 0 | 0 | 0 | 0 | 0 | 0
2014-12-01 07:01 | 7 | 4.92% | 1.9622 | 1.9622 | 39.8827 | 39.8827 | 0 | 0 | 0 | 0 | 0 | 0 | 0
2014-12-01 08:01 | 8 | 6.56% | 2.6163 | 2.6163 | 39.8827 | 39.8827 | 0 | 0 | 0 | 0 | 0 | 0 | 0
2014-12-01 09:01 | 9 | 6.56% | 2.6163 | 2.6163 | 39.8827 | 39.8827 | 0 | 0 | 0 | 0 | 0 | 0 | 0
2014-12-01 10:01 | 10 | 4.92% | 1.9622 | 1.9622 | 39.8827 | 39.8827 | 0.0012255 | 0.0029412 | 0.0029412 | 0.0029412 | 0.0029412 | 0 | 0
2014-12-01 11:01 | 11 | 3.28% | 1.3082 | 1.3082 | 39.8827 | 39.8827 | 0.01777 | 0.042647 | 0.042647 | 0.042647 | 0.042647 | 0 | 0
2014-12-01 12:01 | 12 | 3.28% | 1.3082 | 1.3082 | 39.8827 | 39.8827 | 0.067402 | 0.16176 | 0.16176 | 0.16176 | 0.16176 | 0 | 0
2014-12-01 13:01 | 13 | 3.28% | 1.3082 | 1.3082 | 39.8827 | 39.8827 | 0.026961 | 0.064706 | 0.064706 | 0.064706 | 0.064706 | 0 | 0
2014-12-01 14:01 | 14 | 3.28% | 1.3082 | 1.3082 | 39.8827 | 39.8827 | 0.018382 | 0.044118 | 0.044118 | 0.044118 | 0.044118 | 0 | 0
2014-12-01 15:01 | 15 | 3.28% | 1.3082 | 1.3082 | 39.8827 | 39.8827 | 0.0055147 | 0.013235 | 0.013235 | 0.013235 | 0.013235 | 0 | 0
2014-12-01 16:01 | 16 | 3.28% | 1.3082 | 1.3082 | 39.8827 | 39.8827 | 0.0012255 | 0.0029412 | 0.0029412 | 0.0029412 | 0.0029412 | 0 | 0
2014-12-01 17:01 | 17 | 4.92% | 1.9622 | 1.9622 | 39.8827 | 39.8827 | 0 | 0 | 0 | 0 | 0 | 0 | 0
2014-12-01 18:01 | 18 | 6.56% | 2.6163 | 2.6163 | 39.8827 | 39.8827 | 0 | 0 | 0 | 0 | 0 | 0 | 0
2014-12-01 19:01 | 19 | 9.84% | 3.9245 | 3.9245 | 39.8827 | 39.8827 | 0 | 0 | 0 | 0 | 0 | 0 | 0
2014-12-01 20:01 | 20 | 8.2% | 3.2704 | 3.2704 | 39.8827 | 39.8827 | 0 | 0 | 0 | 0 | 0 | 0 | 0
2014-12-01 21:01 | 21 | 6.56% | 2.6163 | 2.6163 | 39.8827 | 39.8827 | 0 | 0 | 0 | 0 | 0 | 0 | 0
2014-12-01 22:01 | 22 | 4.92% | 1.9622 | 1.9622 | 39.8827 | 39.8827 | 0 | 0 | 0 | 0 | 0 | 0 | 0
2014-12-01 23:01 | 23 | 3.28% | 1.3082 | 1.3082 | 39.8827 | 39.8827 | 0 | 0 | 0 | 0 | 0 | 0 | 0
2014-12-02 00:01 | 24 | 1.64% | 0.65408 | 0.65408 | 39.8827 | 39.8827 | 0 | 0 | 0 | 0 | 0 | 0 | 0
2014-12-02 01:01 | 1 | 1.64% | 0.65408 | 0.65408 | 39.8827 | 39.8827 | 0 | 0 | 0 | 0 | 0 | 0 | 0
2014-12-02 02:01 | 2 | 1.64% | 0.65408 | 0.65408 | 39.8827 | 39.8827 | 0 | 0 | 0 | 0 | 0 | 0 | 0
2014-12-02 03:01 | 3 | 1.64% | 0.65408 | 0.65408 | 39.8827 | 39.8827 | 0 | 0 | 0 | 0 | 0 | 0 | 0
2014-12-02 04:01 | 4 | 1.64% | 0.65408 | 0.65408 | 39.8827 | 39.8827 | 0 | 0 | 0 | 0 | 0 | 0 | 0
2014-12-02 05:01 | 5 | 1.64% | 0.65408 | 0.65408 | 39.8827 | 39.8827 | 0 | 0 | 0 | 0 | 0 | 0 | 0
2014-12-02 06:01 | 6 | 3.28% | 1.3082 | 1.3082 | 39.8827 | 39.8827 | 0 | 0 | 0 | 0 | 0 | 0 | 0
2014-12-02 07:01 | 7 | 4.92% | 1.9622 | 1.9622 | 39.8827 | 39.8827 | 0 | 0 | 0 | 0 | 0 | 0 | 0
2014-12-02 08:01 | 8 | 6.56% | 2.6163 | 2.6163 | 39.8827 | 39.8827 | 0 | 0 | 0 | 0 | 0 | 0 | 0
2014-12-02 09:01 | 9 | 6.56% | 2.6163 | 2.6163 | 39.8827 | 39.8827 | 0 | 0 | 0 | 0 | 0 | 0 | 0
2014-12-02 10:01 | 10 | 4.92% | 1.9622 | 1.9622 | 39.8827 | 39.8827 | 0.0085784 | 0.020588 | 0.020588 | 0.020588 | 0.020588 | 0 | 0
2014-12-02 11:01 | 11 | 3.28% | 1.3082 | 1.3082 | 39.8827 | 39.8827 | 0.023284 | 0.055882 | 0.055882 | 0.055882 | 0.055882 | 0 | 0
2014-12-02 12:01 | 12 | 3.28% | 1.3082 | 1.3082 | 39.8827 | 39.8827 | 0.025123 | 0.060294 | 0.060294 | 0.060294 | 0.060294 | 0 | 0
2014-12-02 13:01 | 13 | 3.28% | 1.3082 | 1.3082 | 39.8827 | 39.8827 | 0.027574 | 0.066176 | 0.066176 | 0.066176 | 0.066176 | 0 | 0
2014-12-02 14:01 | 14 | 3.28% | 1.3082 | 1.3082 | 39.8827 | 39.8827 | 0.014093 | 0.033824 | 0.033824 | 0.033824 | 0.033824 | 0 | 0
2014-12-02 15:01 | 15 | 3.28% | 1.3082 | 1.3082 | 39.8827 | 39.8827 | 0.0030637 | 0.0073529 | 0.0073529 | 0.0073529 | 0.0073529 | 0 | 0
2014-12-02 16:01 | 16 | 3.28% | 1.3082 | 1.3082 | 39.8827 | 39.8827 | 0.00061275 | 0.0014706 | 0.0014706 | 0.0014706 | 0.0014706 | 0 | 0
2014-12-02 17:01 | 17 | 4.92% | 1.9622 | 1.9622 | 39.8827 | 39.8827 | 0 | 0 | 0 | 0 | 0 | 0 | 0
2014-12-02 18:01 | 18 | 6.56% | 2.6163 | 2.6163 | 39.8827 | 39.8827 | 0 | 0 | 0 | 0 | 0 | 0 | 0
2014-12-02 19:01 | 19 | 9.84% | 3.9245 | 3.9245 | 39.8827 | 39.8827 | 0 | 0 | 0 | 0 | 0 | 0 | 0
2014-12-02 20:01 | 20 | 8.2% | 3.2704 | 3.2704 | 39.8827 | 39.8827 | 0 | 0 | 0 | 0 | 0 | 0 | 0
2014-12-02 21:01 | 21 | 6.56% | 2.6163 | 2.6163 | 39.8827 | 39.8827 | 0 | 0 | 0 | 0 | 0 | 0 | 0
2014-12-02 22:01 | 22 | 4.92% | 1.9622 | 1.9622 | 39.8827 | 39.8827 | 0 | 0 | 0 | 0 | 0 | 0 | 0
2014-12-02 23:01 | 23 | 3.28% | 1.3082 | 1.3082 | 39.8827 | 39.8827 | 0 | 0 | 0 | 0 | 0 | 0 | 0
2014-12-03 00:01 | 24 | 1.64% | 0.65408 | 0.65408 | 39.8827 | 39.8827 | 0 | 0 | 0 | 0 | 0 | 0 | 0
2014-12-03 01:01 | 1 | 1.64% | 0.65408 | 0.65408 | 39.8827 | 39.8827 | 0 | 0 | 0 | 0 | 0 | 0 | 0
2014-12-03 02:01 | 2 | 1.64% | 0.65408 | 0.65408 | 39.8827 | 39.8827 | 0 | 0 | 0 | 0 | 0 | 0 | 0
2014-12-03 03:01 | 3 | 1.64% | 0.65408 | 0.65408 | 39.8827 | 39.8827 | 0 | 0 | 0 | 0 | 0 | 0 | 0
2014-12-03 04:01 | 4 | 1.64% | 0.65408 | 0.65408 | 39.8827 | 39.8827 | 0 | 0 | 0 | 0 | 0 | 0 | 0
2014-12-03 05:01 | 5 | 1.64% | 0.65408 | 0.65408 | 39.8827 | 39.8827 | 0 | 0 | 0 | 0 | 0 | 0 | 0
2014-12-03 06:01 | 6 | 3.28% | 1.3082 | 1.3082 | 39.8827 | 39.8827 | 0 | 0 | 0 | 0 | 0 | 0 | 0
2014-12-03 07:01 | 7 | 4.92% | 1.9622 | 1.9622 | 39.8827 | 39.8827 | 0 | 0 | 0 | 0 | 0 | 0 | 0
2014-12-03 08:01 | 8 | 6.56% | 2.6163 | 2.6163 | 39.8827 | 39.8827 | 0 | 0 | 0 | 0 | 0 | 0 | 0
2014-12-03 09:01 | 9 | 6.56% | 2.6163 | 2.6163 | 39.8827 | 39.8827 | 0 | 0 | 0 | 0 | 0 | 0 | 0
2014-12-03 10:01 | 10 | 4.92% | 1.9622 | 1.9622 | 39.8827 | 39.8827 | 0.019608 | 0.047059 | 0.047059 | 0.047059 | 0.047059 | 0 | 0
2014-12-03 11:01 | 11 | 3.28% | 1.3082 | 1.3082 | 39.8827 | 39.8827 | 0.079044 | 0.18971 | 0.18971 | 0.18971 | 0.18971 | 0 | 0
2014-12-03 12:01 | 12 | 3.28% | 1.3082 | 1.3082 | 39.8827 | 39.8827 | 0.1201 | 0.28824 | 0.28824 | 0.28824 | 0.28824 | 0 | 0
2014-12-03 13:01 | 13 | 3.28% | 1.3082 | 1.3082 | 39.8827 | 39.8827 | 0.10907 | 0.26176 | 0.26176 | 0.26176 | 0.26176 | 0 | 0
2014-12-03 14:01 | 14 | 3.28% | 1.3082 | 1.3082 | 39.8827 | 39.8827 | 0.042892 | 0.10294 | 0.10294 | 0.10294 | 0.10294 | 0 | 0
2014-12-03 15:01 | 15 | 3.28% | 1.3082 | 1.3082 | 39.8827 | 39.8827 | 0.023284 | 0.055882 | 0.055882 | 0.055882 | 0.055882 | 0 | 0
2014-12-03 16:01 | 16 | 3.28% | 1.3082 | 1.3082 | 39.8827 | 39.8827 | 0.002451 | 0.0058824 | 0.0058824 | 0.0058824 | 0.0058824 | 0 | 0
2014-12-03 17:01 | 17 | 4.92% | 1.9622 | 1.9622 | 39.8827 | 39.8827 | 0 | 0 | 0 | 0 | 0 | 0 | 0
2014-12-03 18:01 | 18 | 6.56% | 2.6163 | 2.6163 | 39.8827 | 39.8827 | 0 | 0 | 0 | 0 | 0 | 0 | 0
2014-12-03 19:01 | 19 | 9.84% | 3.9245 | 3.9245 | 39.8827 | 39.8827 | 0 | 0 | 0 | 0 | 0 | 0 | 0
2014-12-03 20:01 | 20 | 8.2% | 3.2704 | 3.2704 | 39.8827 | 39.8827 | 0 | 0 | 0 | 0 | 0 | 0 | 0
2014-12-03 21:01 | 21 | 6.56% | 2.6163 | 2.6163 | 39.8827 | 39.8827 | 0 | 0 | 0 | 0 | 0 | 0 | 0
2014-12-03 22:01 | 22 | 4.92% | 1.9622 | 1.9622 | 39.8827 | 39.8827 | 0 | 0 | 0 | 0 | 0 | 0 | 0
2014-12-03 23:01 | 23 | 3.28% | 1.3082 | 1.3082 | 39.8827 | 39.8827 | 0 | 0 | 0 | 0 | 0 | 0 | 0
2014-12-04 00:01 | 24 | 1.64% | 0.65408 | 0.65408 | 39.8827 | 39.8827 | 0 | 0 | 0 | 0 | 0 | 0 | 0
2014-12-04 01:01 | 1 | 1.64% | 0.65408 | 0.65408 | 39.8827 | 39.8827 | 0 | 0 | 0 | 0 | 0 | 0 | 0
2014-12-04 02:01 | 2 | 1.64% | 0.65408 | 0.65408 | 39.8827 | 39.8827 | 0 | 0 | 0 | 0 | 0 | 0 | 0
2014-12-04 03:01 | 3 | 1.64% | 0.65408 | 0.65408 | 39.8827 | 39.8827 | 0 | 0 | 0 | 0 | 0 | 0 | 0
2014-12-04 04:01 | 4 | 1.64% | 0.65408 | 0.65408 | 39.8827 | 39.8827 | 0 | 0 | 0 | 0 | 0 | 0 | 0
2014-12-04 05:01 | 5 | 1.64% | 0.65408 | 0.65408 | 39.8827 | 39.8827 | 0 | 0 | 0 | 0 | 0 | 0 | 0
2014-12-04 06:01 | 6 | 3.28% | 1.3082 | 1.3082 | 39.8827 | 39.8827 | 0 | 0 | 0 | 0 | 0 | 0 | 0
2014-12-04 07:01 | 7 | 4.92% | 1.9622 | 1.9622 | 39.8827 | 39.8827 | 0 | 0 | 0 | 0 | 0 | 0 | 0
2014-12-04 08:01 | 8 | 6.56% | 2.6163 | 2.6163 | 39.8827 | 39.8827 | 0 | 0 | 0 | 0 | 0 | 0 | 0
2014-12-04 09:01 | 9 | 6.56% | 2.6163 | 2.6163 | 39.8827 | 39.8827 | 0 | 0 | 0 | 0 | 0 | 0 | 0
2014-12-04 10:01 | 10 | 4.92% | 1.9622 | 1.9622 | 39.8827 | 39.8827 | 0.018382 | 0.044118 | 0.044118 | 0.044118 | 0.044118 | 0 | 0
2014-12-04 11:01 | 11 | 3.28% | 1.3082 | 1.3082 | 39.8827 | 39.8827 | 0.08027 | 0.19265 | 0.19265 | 0.19265 | 0.19265 | 0 | 0
2014-12-04 12:01 | 12 | 3.28% | 1.3082 | 1.3082 | 39.8827 | 39.8827 | 0.11642 | 0.27941 | 0.27941 | 0.27941 | 0.27941 | 0 | 0
2014-12-04 13:01 | 13 | 3.28% | 1.3082 | 1.3082 | 39.8827 | 39.8827 | 0.10294 | 0.24706 | 0.24706 | 0.24706 | 0.24706 | 0 | 0
2014-12-04 14:01 | 14 | 3.28% | 1.3082 | 1.3082 | 39.8827 | 39.8827 | 0.045343 | 0.10882 | 0.10882 | 0.10882 | 0.10882 | 0 | 0
2014-12-04 15:01 | 15 | 3.28% | 1.3082 | 1.3082 | 39.8827 | 39.8827 | 0.004902 | 0.011765 | 0.011765 | 0.011765 | 0.011765 | 0 | 0
2014-12-04 16:01 | 16 | 3.28% | 1.3082 | 1.3082 | 39.8827 | 39.8827 | 0 | 0 | 0 | 0 | 0 | 0 | 0
2014-12-04 17:01 | 17 | 4.92% | 1.9622 | 1.9622 | 39.8827 | 39.8827 | 0 | 0 | 0 | 0 | 0 | 0 | 0
2014-12-04 18:01 | 18 | 6.56% | 2.6163 | 2.6163 | 39.8827 | 39.8827 | 0 | 0 | 0 | 0 | 0 | 0 | 0
2014-12-04 19:01 | 19 | 9.84% | 3.9245 | 3.9245 | 39.8827 | 39.8827 | 0 | 0 | 0 | 0 | 0 | 0 | 0
2014-12-04 20:01 | 20 | 8.2% | 3.2704 | 3.2704 | 39.8827 | 39.8827 | 0 | 0 | 0 | 0 | 0 | 0 | 0
2014-12-04 21:01 | 21 | 6.56% | 2.6163 | 2.6163 | 39.8827 | 39.8827 | 0 | 0 | 0 | 0 | 0 | 0 | 0
2014-12-04 22:01 | 22 | 4.92% | 1.9622 | 1.9622 | 39.8827 | 39.8827 | 0 | 0 | 0 | 0 | 0 | 0 | 0
2014-12-04 23:01 | 23 | 3.28% | 1.3082 | 1.3082 | 39.8827 | 39.8827 | 0 | 0 | 0 | 0 | 0 | 0 | 0
2014-12-05 00:01 | 24 | 1.64% | 0.65408 | 0.65408 | 39.8827 | 39.8827 | 0 | 0 | 0 | 0 | 0 | 0 | 0
2014-12-05 01:01 | 1 | 1.64% | 0.65408 | 0.65408 | 39.8827 | 39.8827 | 0 | 0 | 0 | 0 | 0 | 0 | 0
2014-12-05 02:01 | 2 | 1.64% | 0.65408 | 0.65408 | 39.8827 | 39.8827 | 0 | 0 | 0 | 0 | 0 | 0 | 0
2014-12-05 03:01 | 3 | 1.64% | 0.65408 | 0.65408 | 39.8827 | 39.8827 | 0 | 0 | 0 | 0 | 0 | 0 | 0
2014-12-05 04:01 | 4 | 1.64% | 0.65408 | 0.65408 | 39.8827 | 39.8827 | 0 | 0 | 0 | 0 | 0 | 0 | 0
2014-12-05 05:01 | 5 | 1.64% | 0.65408 | 0.65408 | 39.8827 | 39.8827 | 0 | 0 | 0 | 0 | 0 | 0 | 0
2014-12-05 06:01 | 6 | 3.28% | 1.3082 | 1.3082 | 39.8827 | 39.8827 | 0 | 0 | 0 | 0 | 0 | 0 | 0
2014-12-05 07:01 | 7 | 4.92% | 1.9622 | 1.9622 | 39.8827 | 39.8827 | 0 | 0 | 0 | 0 | 0 | 0 | 0
2014-12-05 08:01 | 8 | 6.56% | 2.6163 | 2.6163 | 39.8827 | 39.8827 | 0 | 0 | 0 | 0 | 0 | 0 | 0
2014-12-05 09:01 | 9 | 6.56% | 2.6163 | 2.6163 | 39.8827 | 39.8827 | 0 | 0 | 0 | 0 | 0 | 0 | 0
2014-12-05 10:01 | 10 | 4.92% | 1.9622 | 1.9622 | 39.8827 | 39.8827 | 0.0098039 | 0.023529 | 0.023529 | 0.023529 | 0.023529 | 0 | 0
2014-12-05 11:01 | 11 | 3.28% | 1.3082 | 1.3082 | 39.8827 | 39.8827 | 0.04473 | 0.10735 | 0.10735 | 0.10735 | 0.10735 | 0 | 0
2014-12-05 12:01 | 12 | 3.28% | 1.3082 | 1.3082 | 39.8827 | 39.8827 | 0.068627 | 0.16471 | 0.16471 | 0.16471 | 0.16471 | 0 | 0
2014-12-05 13:01 | 13 | 3.28% | 1.3082 | 1.3082 | 39.8827 | 39.8827 | 0.098652 | 0.23676 | 0.23676 | 0.23676 | 0.23676 | 0 | 0
2014-12-05 14:01 | 14 | 3.28% | 1.3082 | 1.3082 | 39.8827 | 39.8827 | 0.033088 | 0.079412 | 0.079412 | 0.079412 | 0.079412 | 0 | 0
2014-12-05 15:01 | 15 | 3.28% | 1.3082 | 1.3082 | 39.8827 | 39.8827 | 0.0018382 | 0.0044118 | 0.0044118 | 0.0044118 | 0.0044118 | 0 | 0
2014-12-05 16:01 | 16 | 3.28% | 1.3082 | 1.3082 | 39.8827 | 39.8827 | 0 | 0 | 0 | 0 | 0 | 0 | 0
2014-12-05 17:01 | 17 | 4.92% | 1.9622 | 1.9622 | 39.8827 | 39.8827 | 0 | 0 | 0 | 0 | 0 | 0 | 0
2014-12-05 18:01 | 18 | 6.56% | 2.6163 | 2.6163 | 39.8827 | 39.8827 | 0 | 0 | 0 | 0 | 0 | 0 | 0
2014-12-05 19:01 | 19 | 9.84% | 3.9245 | 3.9245 | 39.8827 | 39.8827 | 0 | 0 | 0 | 0 | 0 | 0 | 0
2014-12-05 20:01 | 20 | 8.2% | 3.2704 | 3.2704 | 39.8827 | 39.8827 | 0 | 0 | 0 | 0 | 0 | 0 | 0
2014-12-05 21:01 | 21 | 6.56% | 2.6163 | 2.6163 | 39.8827 | 39.8827 | 0 | 0 | 0 | 0 | 0 | 0 | 0
2014-12-05 22:01 | 22 | 4.92% | 1.9622 | 1.9622 | 39.8827 | 39.8827 | 0 | 0 | 0 | 0 | 0 | 0 | 0
2014-12-05 23:01 | 23 | 3.28% | 1.3082 | 1.3082 | 39.8827 | 39.8827 | 0 | 0 | 0 | 0 | 0 | 0 | 0
2014-12-06 00:01 | 24 | 1.64% | 0.65408 | 0.65408 | 39.8827 | 39.8827 | 0 | 0 | 0 | 0 | 0 | 0 | 0
2014-12-06 01:01 | 1 | 1.64% | 0.65408 | 0.65408 | 39.8827 | 39.8827 | 0 | 0 | 0 | 0 | 0 | 0 | 0
2014-12-06 02:01 | 2 | 1.64% | 0.65408 | 0.65408 | 39.8827 | 39.8827 | 0 | 0 | 0 | 0 | 0 | 0 | 0
2014-12-06 03:01 | 3 | 1.64% | 0.65408 | 0.65408 | 39.8827 | 39.8827 | 0 | 0 | 0 | 0 | 0 | 0 | 0
2014-12-06 04:01 | 4 | 1.64% | 0.65408 | 0.65408 | 39.8827 | 39.8827 | 0 | 0 | 0 | 0 | 0 | 0 | 0
2014-12-06 05:01 | 5 | 1.64% | 0.65408 | 0.65408 | 39.8827 | 39.8827 | 0 | 0 | 0 | 0 | 0 | 0 | 0
2014-12-06 06:01 | 6 | 3.28% | 1.3082 | 1.3082 | 39.8827 | 39.8827 | 0 | 0 | 0 | 0 | 0 | 0 | 0
2014-12-06 07:01 | 7 | 4.92% | 1.9622 | 1.9622 | 39.8827 | 39.8827 | 0 | 0 | 0 | 0 | 0 | 0 | 0
2014-12-06 08:01 | 8 | 6.56% | 2.6163 | 2.6163 | 39.8827 | 39.8827 | 0 | 0 | 0 | 0 | 0 | 0 | 0
2014-12-06 09:01 | 9 | 6.56% | 2.6163 | 2.6163 | 39.8827 | 39.8827 | 0 | 0 | 0 | 0 | 0 | 0 | 0
2014-12-06 10:01 | 10 | 4.92% | 1.9622 | 1.9622 | 39.8827 | 39.8827 | 0.0067402 | 0.016176 | 0.016176 | 0.016176 | 0.016176 | 0 | 0
2014-12-06 11:01 | 11 | 3.28% | 1.3082 | 1.3082 | 39.8827 | 39.8827 | 0.029412 | 0.070588 | 0.070588 | 0.070588 | 0.070588 | 0 | 0
2014-12-06 12:01 | 12 | 3.28% | 1.3082 | 1.3082 | 39.8827 | 39.8827 | 0.047181 | 0.11324 | 0.11324 | 0.11324 | 0.11324 | 0 | 0
2014-12-06 13:01 | 13 | 3.28% | 1.3082 | 1.3082 | 39.8827 | 39.8827 | 0.11458 | 0.275 | 0.275 | 0.275 | 0.275 | 0 | 0
2014-12-06 14:01 | 14 | 3.28% | 1.3082 | 1.3082 | 39.8827 | 39.8827 | 0.022059 | 0.052941 | 0.052941 | 0.052941 | 0.052941 | 0 | 0
2014-12-06 15:01 | 15 | 3.28% | 1.3082 | 1.3082 | 39.8827 | 39.8827 | 0.002451 | 0.0058824 | 0.0058824 | 0.0058824 | 0.0058824 | 0 | 0
2014-12-06 16:01 | 16 | 3.28% | 1.3082 | 1.3082 | 39.8827 | 39.8827 | 0 | 0 | 0 | 0 | 0 | 0 | 0
2014-12-06 17:01 | 17 | 4.92% | 1.9622 | 1.9622 | 39.8827 | 39.8827 | 0 | 0 | 0 | 0 | 0 | 0 | 0
2014-12-06 18:01 | 18 | 6.56% | 2.6163 | 2.6163 | 39.8827 | 39.8827 | 0 | 0 | 0 | 0 | 0 | 0 | 0
2014-12-06 19:01 | 19 | 9.84% | 3.9245 | 3.9245 | 39.8827 | 39.8827 | 0 | 0 | 0 | 0 | 0 | 0 | 0
2014-12-06 20:01 | 20 | 8.2% | 3.2704 | 3.2704 | 39.8827 | 39.8827 | 0 | 0 | 0 | 0 | 0 | 0 | 0
2014-12-06 21:01 | 21 | 6.56% | 2.6163 | 2.6163 | 39.8827 | 39.8827 | 0 | 0 | 0 | 0 | 0 | 0 | 0
2014-12-06 22:01 | 22 | 4.92% | 1.9622 | 1.9622 | 39.8827 | 39.8827 | 0 | 0 | 0 | 0 | 0 | 0 | 0
2014-12-06 23:01 | 23 | 3.28% | 1.3082 | 1.3082 | 39.8827 | 39.8827 | 0 | 0 | 0 | 0 | 0 | 0 | 0
2014-12-07 00:01 | 24 | 1.64% | 0.65408 | 0.65408 | 39.8827 | 39.8827 | 0 | 0 | 0 | 0 | 0 | 0 | 0
2014-12-07 01:01 | 1 | 1.64% | 0.65408 | 0.65408 | 39.8827 | 39.8827 | 0 | 0 | 0 | 0 | 0 | 0 | 0
2014-12-07 02:01 | 2 | 1.64% | 0.65408 | 0.65408 | 39.8827 | 39.8827 | 0 | 0 | 0 | 0 | 0 | 0 | 0
2014-12-07 03:01 | 3 | 1.64% | 0.65408 | 0.65408 | 39.8827 | 39.8827 | 0 | 0 | 0 | 0 | 0 | 0 | 0
2014-12-07 04:01 | 4 | 1.64% | 0.65408 | 0.65408 | 39.8827 | 39.8827 | 0 | 0 | 0 | 0 | 0 | 0 | 0
2014-12-07 05:01 | 5 | 1.64% | 0.65408 | 0.65408 | 39.8827 | 39.8827 | 0 | 0 | 0 | 0 | 0 | 0 | 0
2014-12-07 06:01 | 6 | 3.28% | 1.3082 | 1.3082 | 39.8827 | 39.8827 | 0 | 0 | 0 | 0 | 0 | 0 | 0
2014-12-07 07:01 | 7 | 4.92% | 1.9622 | 1.9622 | 39.8827 | 39.8827 | 0 | 0 | 0 | 0 | 0 | 0 | 0
2014-12-07 08:01 | 8 | 6.56% | 2.6163 | 2.6163 | 39.8827 | 39.8827 | 0 | 0 | 0 | 0 | 0 | 0 | 0
2014-12-07 09:01 | 9 | 6.56% | 2.6163 | 2.6163 | 39.8827 | 39.8827 | 0 | 0 | 0 | 0 | 0 | 0 | 0
2014-12-07 10:01 | 10 | 4.92% | 1.9622 | 1.9622 | 39.8827 | 39.8827 | 0.0030637 | 0.0073529 | 0.0073529 | 0.0073529 | 0.0073529 | 0 | 0
2014-12-07 11:01 | 11 | 3.28% | 1.3082 | 1.3082 | 39.8827 | 39.8827 | 0.0079657 | 0.019118 | 0.019118 | 0.019118 | 0.019118 | 0 | 0
2014-12-07 12:01 | 12 | 3.28% | 1.3082 | 1.3082 | 39.8827 | 39.8827 | 0.041054 | 0.098529 | 0.098529 | 0.098529 | 0.098529 | 0 | 0
2014-12-07 13:01 | 13 | 3.28% | 1.3082 | 1.3082 | 39.8827 | 39.8827 | 0.072304 | 0.17353 | 0.17353 | 0.17353 | 0.17353 | 0 | 0
2014-12-07 14:01 | 14 | 3.28% | 1.3082 | 1.3082 | 39.8827 | 39.8827 | 0.012868 | 0.030882 | 0.030882 | 0.030882 | 0.030882 | 0 | 0
2014-12-07 15:01 | 15 | 3.28% | 1.3082 | 1.3082 | 39.8827 | 39.8827 | 0.00061275 | 0.0014706 | 0.0014706 | 0.0014706 | 0.0014706 | 0 | 0
2014-12-07 16:01 | 16 | 3.28% | 1.3082 | 1.3082 | 39.8827 | 39.8827 | 0 | 0 | 0 | 0 | 0 | 0 | 0
2014-12-07 17:01 | 17 | 4.92% | 1.9622 | 1.9622 | 39.8827 | 39.8827 | 0 | 0 | 0 | 0 | 0 | 0 | 0
2014-12-07 18:01 | 18 | 6.56% | 2.6163 | 2.6163 | 39.8827 | 39.8827 | 0 | 0 | 0 | 0 | 0 | 0 | 0
2014-12-07 19:01 | 19 | 9.84% | 3.9245 | 3.9245 | 39.8827 | 39.8827 | 0 | 0 | 0 | 0 | 0 | 0 | 0
2014-12-07 20:01 | 20 | 8.2% | 3.2704 | 3.2704 | 39.8827 | 39.8827 | 0 | 0 | 0 | 0 | 0 | 0 | 0
2014-12-07 21:01 | 21 | 6.56% | 2.6163 | 2.6163 | 39.8827 | 39.8827 | 0 | 0 | 0 | 0 | 0 | 0 | 0
2014-12-07 22:01 | 22 | 4.92% | 1.9622 | 1.9622 | 39.8827 | 39.8827 | 0 | 0 | 0 | 0 | 0 | 0 | 0
2014-12-07 23:01 | 23 | 3.28% | 1.3082 | 1.3082 | 39.8827 | 39.8827 | 0 | 0 | 0 | 0 | 0 | 0 | 0
2014-12-08 00:01 | 24 | 1.64% | 0.65408 | 0.65408 | 39.8827 | 39.8827 | 0 | 0 | 0 | 0 | 0 | 0 | 0
2014-12-08 01:01 | 1 | 1.64% | 0.65408 | 0.65408 | 39.8827 | 39.8827 | 0 | 0 | 0 | 0 | 0 | 0 | 0
2014-12-08 02:01 | 2 | 1.64% | 0.65408 | 0.65408 | 39.8827 | 39.8827 | 0 | 0 | 0 | 0 | 0 | 0 | 0
2014-12-08 03:01 | 3 | 1.64% | 0.65408 | 0.65408 | 39.8827 | 39.8827 | 0 | 0 | 0 | 0 | 0 | 0 | 0
2014-12-08 04:01 | 4 | 1.64% | 0.65408 | 0.65408 | 39.8827 | 39.8827 | 0 | 0 | 0 | 0 | 0 | 0 | 0
2014-12-08 05:01 | 5 | 1.64% | 0.65408 | 0.65408 | 39.8827 | 39.8827 | 0 | 0 | 0 | 0 | 0 | 0 | 0
2014-12-08 06:01 | 6 | 3.28% | 1.3082 | 1.3082 | 39.8827 | 39.8827 | 0 | 0 | 0 | 0 | 0 | 0 | 0
2014-12-08 07:01 | 7 | 4.92% | 1.9622 | 1.9622 | 39.8827 | 39.8827 | 0 | 0 | 0 | 0 | 0 | 0 | 0
2014-12-08 08:01 | 8 | 6.56% | 2.6163 | 2.6163 | 39.8827 | 39.8827 | 0 | 0 | 0 | 0 | 0 | 0 | 0
2014-12-08 09:01 | 9 | 6.56% | 2.6163 | 2.6163 | 39.8827 | 39.8827 | 0 | 0 | 0 | 0 | 0 | 0 | 0
2014-12-08 10:01 | 10 | 4.92% | 1.9622 | 1.9622 | 39.8827 | 39.8827 | 0.00061275 | 0.0014706 | 0.0014706 | 0.0014706 | 0.0014706 | 0 | 0
2014-12-08 11:01 | 11 | 3.28% | 1.3082 | 1.3082 | 39.8827 | 39.8827 | 0.0061275 | 0.014706 | 0.014706 | 0.014706 | 0.014706 | 0 | 0
2014-12-08 12:01 | 12 | 3.28% | 1.3082 | 1.3082 | 39.8827 | 39.8827 | 0.0079657 | 0.019118 | 0.019118 | 0.019118 | 0.019118 | 0 | 0
2014-12-08 13:01 | 13 | 3.28% | 1.3082 | 1.3082 | 39.8827 | 39.8827 | 0.0073529 | 0.017647 | 0.017647 | 0.017647 | 0.017647 | 0 | 0
2014-12-08 14:01 | 14 | 3.28% | 1.3082 | 1.3082 | 39.8827 | 39.8827 | 0.0036765 | 0.0088235 | 0.0088235 | 0.0088235 | 0.0088235 | 0 | 0
2014-12-08 15:01 | 15 | 3.28% | 1.3082 | 1.3082 | 39.8827 | 39.8827 | 0 | 0 | 0 | 0 | 0 | 0 | 0
2014-12-08 16:01 | 16 | 3.28% | 1.3082 | 1.3082 | 39.8827 | 39.8827 | 0 | 0 | 0 | 0 | 0 | 0 | 0
2014-12-08 17:01 | 17 | 4.92% | 1.9622 | 1.9622 | 39.8827 | 39.8827 | 0 | 0 | 0 | 0 | 0 | 0 | 0
2014-12-08 18:01 | 18 | 6.56% | 2.6163 | 2.6163 | 39.8827 | 39.8827 | 0 | 0 | 0 | 0 | 0 | 0 | 0
2014-12-08 19:01 | 19 | 9.84% | 3.9245 | 3.9245 | 39.8827 | 39.8827 | 0 | 0 | 0 | 0 | 0 | 0 | 0
2014-12-08 20:01 | 20 | 8.2% | 3.2704 | 3.2704 | 39.8827 | 39.8827 | 0 | 0 | 0 | 0 | 0 | 0 | 0
2014-12-08 21:01 | 21 | 6.56% | 2.6163 | 2.6163 | 39.8827 | 39.8827 | 0 | 0 | 0 | 0 | 0 | 0 | 0
2014-12-08 22:01 | 22 | 4.92% | 1.9622 | 1.9622 | 39.8827 | 39.8827 | 0 | 0 | 0 | 0 | 0 | 0 | 0
2014-12-08 23:01 | 23 | 3.28% | 1.3082 | 1.3082 | 39.8827 | 39.8827 | 0 | 0 | 0 | 0 | 0 | 0 | 0
2014-12-09 00:01 | 24 | 1.64% | 0.65408 | 0.65408 | 39.8827 | 39.8827 | 0 | 0 | 0 | 0 | 0 | 0 | 0
2014-12-09 01:01 | 1 | 1.64% | 0.65408 | 0.65408 | 39.8827 | 39.8827 | 0 | 0 | 0 | 0 | 0 | 0 | 0
2014-12-09 02:01 | 2 | 1.64% | 0.65408 | 0.65408 | 39.8827 | 39.8827 | 0 | 0 | 0 | 0 | 0 | 0 | 0
2014-12-09 03:01 | 3 | 1.64% | 0.65408 | 0.65408 | 39.8827 | 39.8827 | 0 | 0 | 0 | 0 | 0 | 0 | 0
2014-12-09 04:01 | 4 | 1.64% | 0.65408 | 0.65408 | 39.8827 | 39.8827 | 0 | 0 | 0 | 0 | 0 | 0 | 0
2014-12-09 05:01 | 5 | 1.64% | 0.65408 | 0.65408 | 39.8827 | 39.8827 | 0 | 0 | 0 | 0 | 0 | 0 | 0
2014-12-09 06:01 | 6 | 3.28% | 1.3082 | 1.3082 | 39.8827 | 39.8827 | 0 | 0 | 0 | 0 | 0 | 0 | 0
2014-12-09 07:01 | 7 | 4.92% | 1.9622 | 1.9622 | 39.8827 | 39.8827 | 0 | 0 | 0 | 0 | 0 | 0 | 0
2014-12-09 08:01 | 8 | 6.56% | 2.6163 | 2.6163 | 39.8827 | 39.8827 | 0 | 0 | 0 | 0 | 0 | 0 | 0
2014-12-09 09:01 | 9 | 6.56% | 2.6163 | 2.6163 | 39.8827 | 39.8827 | 0 | 0 | 0 | 0 | 0 | 0 | 0
2014-12-09 10:01 | 10 | 4.92% | 1.9622 | 1.9622 | 39.8827 | 39.8827 | 0.004902 | 0.011765 | 0.011765 | 0.011765 | 0.011765 | 0 | 0
2014-12-09 11:01 | 11 | 3.28% | 1.3082 | 1.3082 | 39.8827 | 39.8827 | 0.0098039 | 0.023529 | 0.023529 | 0.023529 | 0.023529 | 0 | 0
2014-12-09 12:01 | 12 | 3.28% | 1.3082 | 1.3082 | 39.8827 | 39.8827 | 0.018995 | 0.045588 | 0.045588 | 0.045588 | 0.045588 | 0 | 0
2014-12-09 13:01 | 13 | 3.28% | 1.3082 | 1.3082 | 39.8827 | 39.8827 | 0.025735 | 0.061765 | 0.061765 | 0.061765 | 0.061765 | 0 | 0
2014-12-09 14:01 | 14 | 3.28% | 1.3082 | 1.3082 | 39.8827 | 39.8827 | 0.01348 | 0.032353 | 0.032353 | 0.032353 | 0.032353 | 0 | 0
2014-12-09 15:01 | 15 | 3.28% | 1.3082 | 1.3082 | 39.8827 | 39.8827 | 0.0030637 | 0.0073529 | 0.0073529 | 0.0073529 | 0.0073529 | 0 | 0
2014-12-09 16:01 | 16 | 3.28% | 1.3082 | 1.3082 | 39.8827 | 39.8827 | 0 | 0 | 0 | 0 | 0 | 0 | 0
2014-12-09 17:01 | 17 | 4.92% | 1.9622 | 1.9622 | 39.8827 | 39.8827 | 0 | 0 | 0 | 0 | 0 | 0 | 0
2014-12-09 18:01 | 18 | 6.56% | 2.6163 | 2.6163 | 39.8827 | 39.8827 | 0 | 0 | 0 | 0 | 0 | 0 | 0
2014-12-09 19:01 | 19 | 9.84% | 3.9245 | 3.9245 | 39.8827 | 39.8827 | 0 | 0 | 0 | 0 | 0 | 0 | 0
2014-12-09 20:01 | 20 | 8.2% | 3.2704 | 3.2704 | 39.8827 | 39.8827 | 0 | 0 | 0 | 0 | 0 | 0 | 0
2014-12-09 21:01 | 21 | 6.56% | 2.6163 | 2.6163 | 39.8827 | 39.8827 | 0 | 0 | 0 | 0 | 0 | 0 | 0
2014-12-09 22:01 | 22 | 4.92% | 1.9622 | 1.9622 | 39.8827 | 39.8827 | 0 | 0 | 0 | 0 | 0 | 0 | 0
2014-12-09 23:01 | 23 | 3.28% | 1.3082 | 1.3082 | 39.8827 | 39.8827 | 0 | 0 | 0 | 0 | 0 | 0 | 0
2014-12-10 00:01 | 24 | 1.64% | 0.65408 | 0.65408 | 39.8827 | 39.8827 | 0 | 0 | 0 | 0 | 0 | 0 | 0
2014-12-10 01:01 | 1 | 1.64% | 0.65408 | 0.65408 | 39.8827 | 39.8827 | 0 | 0 | 0 | 0 | 0 | 0 | 0
2014-12-10 02:01 | 2 | 1.64% | 0.65408 | 0.65408 | 39.8827 | 39.8827 | 0 | 0 | 0 | 0 | 0 | 0 | 0
2014-12-10 03:01 | 3 | 1.64% | 0.65408 | 0.65408 | 39.8827 | 39.8827 | 0 | 0 | 0 | 0 | 0 | 0 | 0
2014-12-10 04:01 | 4 | 1.64% | 0.65408 | 0.65408 | 39.8827 | 39.8827 | 0 | 0 | 0 | 0 | 0 | 0 | 0
2014-12-10 05:01 | 5 | 1.64% | 0.65408 | 0.65408 | 39.8827 | 39.8827 | 0 | 0 | 0 | 0 | 0 | 0 | 0
2014-12-10 06:01 | 6 | 3.28% | 1.3082 | 1.3082 | 39.8827 | 39.8827 | 0 | 0 | 0 | 0 | 0 | 0 | 0
2014-12-10 07:01 | 7 | 4.92% | 1.9622 | 1.9622 | 39.8827 | 39.8827 | 0 | 0 | 0 | 0 | 0 | 0 | 0
2014-12-10 08:01 | 8 | 6.56% | 2.6163 | 2.6163 | 39.8827 | 39.8827 | 0 | 0 | 0 | 0 | 0 | 0 | 0
2014-12-10 09:01 | 9 | 6.56% | 2.6163 | 2.6163 | 39.8827 | 39.8827 | 0 | 0 | 0 | 0 | 0 | 0 | 0
2014-12-10 10:01 | 10 | 4.92% | 1.9622 | 1.9622 | 39.8827 | 39.8827 | 0.002451 | 0.0058824 | 0.0058824 | 0.0058824 | 0.0058824 | 0 | 0
2014-12-10 11:01 | 11 | 3.28% | 1.3082 | 1.3082 | 39.8827 | 39.8827 | 0.014706 | 0.035294 | 0.035294 | 0.035294 | 0.035294 | 0 | 0
2014-12-10 12:01 | 12 | 3.28% | 1.3082 | 1.3082 | 39.8827 | 39.8827 | 0.036152 | 0.086765 | 0.086765 | 0.086765 | 0.086765 | 0 | 0
2014-12-10 13:01 | 13 | 3.28% | 1.3082 | 1.3082 | 39.8827 | 39.8827 | 0.079044 | 0.18971 | 0.18971 | 0.18971 | 0.18971 | 0 | 0
2014-12-10 14:01 | 14 | 3.28% | 1.3082 | 1.3082 | 39.8827 | 39.8827 | 0.028186 | 0.067647 | 0.067647 | 0.067647 | 0.067647 | 0 | 0
2014-12-10 15:01 | 15 | 3.28% | 1.3082 | 1.3082 | 39.8827 | 39.8827 | 0.0036765 | 0.0088235 | 0.0088235 | 0.0088235 | 0.0088235 | 0 | 0
2014-12-10 16:01 | 16 | 3.28% | 1.3082 | 1.3082 | 39.8827 | 39.8827 | 0 | 0 | 0 | 0 | 0 | 0 | 0
2014-12-10 17:01 | 17 | 4.92% | 1.9622 | 1.9622 | 39.8827 | 39.8827 | 0 | 0 | 0 | 0 | 0 | 0 | 0
2014-12-10 18:01 | 18 | 6.56% | 2.6163 | 2.6163 | 39.8827 | 39.8827 | 0 | 0 | 0 | 0 | 0 | 0 | 0
2014-12-10 19:01 | 19 | 9.84% | 3.9245 | 3.9245 | 39.8827 | 39.8827 | 0 | 0 | 0 | 0 | 0 | 0 | 0
2014-12-10 20:01 | 20 | 8.2% | 3.2704 | 3.2704 | 39.8827 | 39.8827 | 0 | 0 | 0 | 0 | 0 | 0 | 0
2014-12-10 21:01 | 21 | 6.56% | 2.6163 | 2.6163 | 39.8827 | 39.8827 | 0 | 0 | 0 | 0 | 0 | 0 | 0
2014-12-10 22:01 | 22 | 4.92% | 1.9622 | 1.9622 | 39.8827 | 39.8827 | 0 | 0 | 0 | 0 | 0 | 0 | 0
2014-12-10 23:01 | 23 | 3.28% | 1.3082 | 1.3082 | 39.8827 | 39.8827 | 0 | 0 | 0 | 0 | 0 | 0 | 0
2014-12-11 00:01 | 24 | 1.64% | 0.65408 | 0.65408 | 39.8827 | 39.8827 | 0 | 0 | 0 | 0 | 0 | 0 | 0
2014-12-11 01:01 | 1 | 1.64% | 0.65408 | 0.65408 | 39.8827 | 39.8827 | 0 | 0 | 0 | 0 | 0 | 0 | 0
2014-12-11 02:01 | 2 | 1.64% | 0.65408 | 0.65408 | 39.8827 | 39.8827 | 0 | 0 | 0 | 0 | 0 | 0 | 0
2014-12-11 03:01 | 3 | 1.64% | 0.65408 | 0.65408 | 39.8827 | 39.8827 | 0 | 0 | 0 | 0 | 0 | 0 | 0
2014-12-11 04:01 | 4 | 1.64% | 0.65408 | 0.65408 | 39.8827 | 39.8827 | 0 | 0 | 0 | 0 | 0 | 0 | 0
2014-12-11 05:01 | 5 | 1.64% | 0.65408 | 0.65408 | 39.8827 | 39.8827 | 0 | 0 | 0 | 0 | 0 | 0 | 0
2014-12-11 06:01 | 6 | 3.28% | 1.3082 | 1.3082 | 39.8827 | 39.8827 | 0 | 0 | 0 | 0 | 0 | 0 | 0
2014-12-11 07:01 | 7 | 4.92% | 1.9622 | 1.9622 | 39.8827 | 39.8827 | 0 | 0 | 0 | 0 | 0 | 0 | 0
2014-12-11 08:01 | 8 | 6.56% | 2.6163 | 2.6163 | 39.8827 | 39.8827 | 0 | 0 | 0 | 0 | 0 | 0 | 0
2014-12-11 09:01 | 9 | 6.56% | 2.6163 | 2.6163 | 39.8827 | 39.8827 | 0 | 0 | 0 | 0 | 0 | 0 | 0
2014-12-11 10:01 | 10 | 4.92% | 1.9622 | 1.9622 | 39.8827 | 39.8827 | 0.002451 | 0.0058824 | 0.0058824 | 0.0058824 | 0.0058824 | 0 | 0
2014-12-11 11:01 | 11 | 3.28% | 1.3082 | 1.3082 | 39.8827 | 39.8827 | 0.020833 | 0.05 | 0.05 | 0.05 | 0.05 | 0 | 0
2014-12-11 12:01 | 12 | 3.28% | 1.3082 | 1.3082 | 39.8827 | 39.8827 | 0.041667 | 0.1 | 0.1 | 0.1 | 0.1 | 0 | 0
2014-12-11 13:01 | 13 | 3.28% | 1.3082 | 1.3082 | 39.8827 | 39.8827 | 0.028799 | 0.069118 | 0.069118 | 0.069118 | 0.069118 | 0 | 0
2014-12-11 14:01 | 14 | 3.28% | 1.3082 | 1.3082 | 39.8827 | 39.8827 | 0.014706 | 0.035294 | 0.035294 | 0.035294 | 0.035294 | 0 | 0
2014-12-11 15:01 | 15 | 3.28% | 1.3082 | 1.3082 | 39.8827 | 39.8827 | 0.0012255 | 0.0029412 | 0.0029412 | 0.0029412 | 0.0029412 | 0 | 0
2014-12-11 16:01 | 16 | 3.28% | 1.3082 | 1.3082 | 39.8827 | 39.8827 | 0 | 0 | 0 | 0 | 0 | 0 | 0
2014-12-11 17:01 | 17 | 4.92% | 1.9622 | 1.9622 | 39.8827 | 39.8827 | 0 | 0 | 0 | 0 | 0 | 0 | 0
2014-12-11 18:01 | 18 | 6.56% | 2.6163 | 2.6163 | 39.8827 | 39.8827 | 0 | 0 | 0 | 0 | 0 | 0 | 0
2014-12-11 19:01 | 19 | 9.84% | 3.9245 | 3.9245 | 39.8827 | 39.8827 | 0 | 0 | 0 | 0 | 0 | 0 | 0
2014-12-11 20:01 | 20 | 8.2% | 3.2704 | 3.2704 | 39.8827 | 39.8827 | 0 | 0 | 0 | 0 | 0 | 0 | 0
2014-12-11 21:01 | 21 | 6.56% | 2.6163 | 2.6163 | 39.8827 | 39.8827 | 0 | 0 | 0 | 0 | 0 | 0 | 0
2014-12-11 22:01 | 22 | 4.92% | 1.9622 | 1.9622 | 39.8827 | 39.8827 | 0 | 0 | 0 | 0 | 0 | 0 | 0
2014-12-11 23:01 | 23 | 3.28% | 1.3082 | 1.3082 | 39.8827 | 39.8827 | 0 | 0 | 0 | 0 | 0 | 0 | 0
2014-12-12 00:01 | 24 | 1.64% | 0.65408 | 0.65408 | 39.8827 | 39.8827 | 0 | 0 | 0 | 0 | 0 | 0 | 0
2014-12-12 01:01 | 1 | 1.64% | 0.65408 | 0.65408 | 39.8827 | 39.8827 | 0 | 0 | 0 | 0 | 0 | 0 | 0
2014-12-12 02:01 | 2 | 1.64% | 0.65408 | 0.65408 | 39.8827 | 39.8827 | 0 | 0 | 0 | 0 | 0 | 0 | 0
2014-12-12 03:01 | 3 | 1.64% | 0.65408 | 0.65408 | 39.8827 | 39.8827 | 0 | 0 | 0 | 0 | 0 | 0 | 0
2014-12-12 04:01 | 4 | 1.64% | 0.65408 | 0.65408 | 39.8827 | 39.8827 | 0 | 0 | 0 | 0 | 0 | 0 | 0
2014-12-12 05:01 | 5 | 1.64% | 0.65408 | 0.65408 | 39.8827 | 39.8827 | 0 | 0 | 0 | 0 | 0 | 0 | 0
2014-12-12 06:01 | 6 | 3.28% | 1.3082 | 1.3082 | 39.8827 | 39.8827 | 0 | 0 | 0 | 0 | 0 | 0 | 0
2014-12-12 07:01 | 7 | 4.92% | 1.9622 | 1.9622 | 39.8827 | 39.8827 | 0 | 0 | 0 | 0 | 0 | 0 | 0
2014-12-12 08:01 | 8 | 6.56% | 2.6163 | 2.6163 | 39.8827 | 39.8827 | 0 | 0 | 0 | 0 | 0 | 0 | 0
2014-12-12 09:01 | 9 | 6.56% | 2.6163 | 2.6163 | 39.8827 | 39.8827 | 0 | 0 | 0 | 0 | 0 | 0 | 0
2014-12-12 10:01 | 10 | 4.92% | 1.9622 | 1.9622 | 39.8827 | 39.8827 | 0.0036765 | 0.0088235 | 0.0088235 | 0.0088235 | 0.0088235 | 0 | 0
2014-12-12 11:01 | 11 | 3.28% | 1.3082 | 1.3082 | 39.8827 | 39.8827 | 0.011029 | 0.026471 | 0.026471 | 0.026471 | 0.026471 | 0 | 0
2014-12-12 12:01 | 12 | 3.28% | 1.3082 | 1.3082 | 39.8827 | 39.8827 | 0.015319 | 0.036765 | 0.036765 | 0.036765 | 0.036765 | 0 | 0
2014-12-12 13:01 | 13 | 3.28% | 1.3082 | 1.3082 | 39.8827 | 39.8827 | 0.0085784 | 0.020588 | 0.020588 | 0.020588 | 0.020588 | 0 | 0
2014-12-12 14:01 | 14 | 3.28% | 1.3082 | 1.3082 | 39.8827 | 39.8827 | 0.0098039 | 0.023529 | 0.023529 | 0.023529 | 0.023529 | 0 | 0
2014-12-12 15:01 | 15 | 3.28% | 1.3082 | 1.3082 | 39.8827 | 39.8827 | 0.0061275 | 0.014706 | 0.014706 | 0.014706 | 0.014706 | 0 | 0
2014-12-12 16:01 | 16 | 3.28% | 1.3082 | 1.3082 | 39.8827 | 39.8827 | 0.00061275 | 0.0014706 | 0.0014706 | 0.0014706 | 0.0014706 | 0 | 0
2014-12-12 17:01 | 17 | 4.92% | 1.9622 | 1.9622 | 39.8827 | 39.8827 | 0 | 0 | 0 | 0 | 0 | 0 | 0
2014-12-12 18:01 | 18 | 6.56% | 2.6163 | 2.6163 | 39.8827 | 39.8827 | 0 | 0 | 0 | 0 | 0 | 0 | 0
2014-12-12 19:01 | 19 | 9.84% | 3.9245 | 3.9245 | 39.8827 | 39.8827 | 0 | 0 | 0 | 0 | 0 | 0 | 0
2014-12-12 20:01 | 20 | 8.2% | 3.2704 | 3.2704 | 39.8827 | 39.8827 | 0 | 0 | 0 | 0 | 0 | 0 | 0
2014-12-12 21:01 | 21 | 6.56% | 2.6163 | 2.6163 | 39.8827 | 39.8827 | 0 | 0 | 0 | 0 | 0 | 0 | 0
2014-12-12 22:01 | 22 | 4.92% | 1.9622 | 1.9622 | 39.8827 | 39.8827 | 0 | 0 | 0 | 0 | 0 | 0 | 0
2014-12-12 23:01 | 23 | 3.28% | 1.3082 | 1.3082 | 39.8827 | 39.8827 | 0 | 0 | 0 | 0 | 0 | 0 | 0
2014-12-13 00:01 | 24 | 1.64% | 0.65408 | 0.65408 | 39.8827 | 39.8827 | 0 | 0 | 0 | 0 | 0 | 0 | 0
2014-12-13 01:01 | 1 | 1.64% | 0.65408 | 0.65408 | 39.8827 | 39.8827 | 0 | 0 | 0 | 0 | 0 | 0 | 0
2014-12-13 02:01 | 2 | 1.64% | 0.65408 | 0.65408 | 39.8827 | 39.8827 | 0 | 0 | 0 | 0 | 0 | 0 | 0
2014-12-13 03:01 | 3 | 1.64% | 0.65408 | 0.65408 | 39.8827 | 39.8827 | 0 | 0 | 0 | 0 | 0 | 0 | 0
2014-12-13 04:01 | 4 | 1.64% | 0.65408 | 0.65408 | 39.8827 | 39.8827 | 0 | 0 | 0 | 0 | 0 | 0 | 0
2014-12-13 05:01 | 5 | 1.64% | 0.65408 | 0.65408 | 39.8827 | 39.8827 | 0 | 0 | 0 | 0 | 0 | 0 | 0
2014-12-13 06:01 | 6 | 3.28% | 1.3082 | 1.3082 | 39.8827 | 39.8827 | 0 | 0 | 0 | 0 | 0 | 0 | 0
2014-12-13 07:01 | 7 | 4.92% | 1.9622 | 1.9622 | 39.8827 | 39.8827 | 0 | 0 | 0 | 0 | 0 | 0 | 0
2014-12-13 08:01 | 8 | 6.56% | 2.6163 | 2.6163 | 39.8827 | 39.8827 | 0 | 0 | 0 | 0 | 0 | 0 | 0
2014-12-13 09:01 | 9 | 6.56% | 2.6163 | 2.6163 | 39.8827 | 39.8827 | 0 | 0 | 0 | 0 | 0 | 0 | 0
2014-12-13 10:01 | 10 | 4.92% | 1.9622 | 1.9622 | 39.8827 | 39.8827 | 0.00061275 | 0.0014706 | 0.0014706 | 0.0014706 | 0.0014706 | 0 | 0
2014-12-13 11:01 | 11 | 3.28% | 1.3082 | 1.3082 | 39.8827 | 39.8827 | 0.0018382 | 0.0044118 | 0.0044118 | 0.0044118 | 0.0044118 | 0 | 0
2014-12-13 12:01 | 12 | 3.28% | 1.3082 | 1.3082 | 39.8827 | 39.8827 | 0.0061275 | 0.014706 | 0.014706 | 0.014706 | 0.014706 | 0 | 0
2014-12-13 13:01 | 13 | 3.28% | 1.3082 | 1.3082 | 39.8827 | 39.8827 | 0.011029 | 0.026471 | 0.026471 | 0.026471 | 0.026471 | 0 | 0
2014-12-13 14:01 | 14 | 3.28% | 1.3082 | 1.3082 | 39.8827 | 39.8827 | 0.016544 | 0.039706 | 0.039706 | 0.039706 | 0.039706 | 0 | 0
2014-12-13 15:01 | 15 | 3.28% | 1.3082 | 1.3082 | 39.8827 | 39.8827 | 0.014093 | 0.033824 | 0.033824 | 0.033824 | 0.033824 | 0 | 0
2014-12-13 16:01 | 16 | 3.28% | 1.3082 | 1.3082 | 39.8827 | 39.8827 | 0.00061275 | 0.0014706 | 0.0014706 | 0.0014706 | 0.0014706 | 0 | 0
2014-12-13 17:01 | 17 | 4.92% | 1.9622 | 1.9622 | 39.8827 | 39.8827 | 0 | 0 | 0 | 0 | 0 | 0 | 0
2014-12-13 18:01 | 18 | 6.56% | 2.6163 | 2.6163 | 39.8827 | 39.8827 | 0 | 0 | 0 | 0 | 0 | 0 | 0
2014-12-13 19:01 | 19 | 9.84% | 3.9245 | 3.9245 | 39.8827 | 39.8827 | 0 | 0 | 0 | 0 | 0 | 0 | 0
2014-12-13 20:01 | 20 | 8.2% | 3.2704 | 3.2704 | 39.8827 | 39.8827 | 0 | 0 | 0 | 0 | 0 | 0 | 0
2014-12-13 21:01 | 21 | 6.56% | 2.6163 | 2.6163 | 39.8827 | 39.8827 | 0 | 0 | 0 | 0 | 0 | 0 | 0
2014-12-13 22:01 | 22 | 4.92% | 1.9622 | 1.9622 | 39.8827 | 39.8827 | 0 | 0 | 0 | 0 | 0 | 0 | 0
2014-12-13 23:01 | 23 | 3.28% | 1.3082 | 1.3082 | 39.8827 | 39.8827 | 0 | 0 | 0 | 0 | 0 | 0 | 0
2014-12-14 00:01 | 24 | 1.64% | 0.65408 | 0.65408 | 39.8827 | 39.8827 | 0 | 0 | 0 | 0 | 0 | 0 | 0
2014-12-14 01:01 | 1 | 1.64% | 0.65408 | 0.65408 | 39.8827 | 39.8827 | 0 | 0 | 0 | 0 | 0 | 0 | 0
2014-12-14 02:01 | 2 | 1.64% | 0.65408 | 0.65408 | 39.8827 | 39.8827 | 0 | 0 | 0 | 0 | 0 | 0 | 0
2014-12-14 03:01 | 3 | 1.64% | 0.65408 | 0.65408 | 39.8827 | 39.8827 | 0 | 0 | 0 | 0 | 0 | 0 | 0
2014-12-14 04:01 | 4 | 1.64% | 0.65408 | 0.65408 | 39.8827 | 39.8827 | 0 | 0 | 0 | 0 | 0 | 0 | 0
2014-12-14 05:01 | 5 | 1.64% | 0.65408 | 0.65408 | 39.8827 | 39.8827 | 0 | 0 | 0 | 0 | 0 | 0 | 0
2014-12-14 06:01 | 6 | 3.28% | 1.3082 | 1.3082 | 39.8827 | 39.8827 | 0 | 0 | 0 | 0 | 0 | 0 | 0
2014-12-14 07:01 | 7 | 4.92% | 1.9622 | 1.9622 | 39.8827 | 39.8827 | 0 | 0 | 0 | 0 | 0 | 0 | 0
2014-12-14 08:01 | 8 | 6.56% | 2.6163 | 2.6163 | 39.8827 | 39.8827 | 0 | 0 | 0 | 0 | 0 | 0 | 0
2014-12-14 09:01 | 9 | 6.56% | 2.6163 | 2.6163 | 39.8827 | 39.8827 | 0 | 0 | 0 | 0 | 0 | 0 | 0
2014-12-14 10:01 | 10 | 4.92% | 1.9622 | 1.9622 | 39.8827 | 39.8827 | 0.00061275 | 0.0014706 | 0.0014706 | 0.0014706 | 0.0014706 | 0 | 0
2014-12-14 11:01 | 11 | 3.28% | 1.3082 | 1.3082 | 39.8827 | 39.8827 | 0.010417 | 0.025 | 0.025 | 0.025 | 0.025 | 0 | 0
2014-12-14 12:01 | 12 | 3.28% | 1.3082 | 1.3082 | 39.8827 | 39.8827 | 0.033088 | 0.079412 | 0.079412 | 0.079412 | 0.079412 | 0 | 0
2014-12-14 13:01 | 13 | 3.28% | 1.3082 | 1.3082 | 39.8827 | 39.8827 | 0.025735 | 0.061765 | 0.061765 | 0.061765 | 0.061765 | 0 | 0
2014-12-14 14:01 | 14 | 3.28% | 1.3082 | 1.3082 | 39.8827 | 39.8827 | 0.0085784 | 0.020588 | 0.020588 | 0.020588 | 0.020588 | 0 | 0
2014-12-14 15:01 | 15 | 3.28% | 1.3082 | 1.3082 | 39.8827 | 39.8827 | 0.0055147 | 0.013235 | 0.013235 | 0.013235 | 0.013235 | 0 | 0
2014-12-14 16:01 | 16 | 3.28% | 1.3082 | 1.3082 | 39.8827 | 39.8827 | 0 | 0 | 0 | 0 | 0 | 0 | 0
2014-12-14 17:01 | 17 | 4.92% | 1.9622 | 1.9622 | 39.8827 | 39.8827 | 0 | 0 | 0 | 0 | 0 | 0 | 0
2014-12-14 18:01 | 18 | 6.56% | 2.6163 | 2.6163 | 39.8827 | 39.8827 | 0 | 0 | 0 | 0 | 0 | 0 | 0
2014-12-14 19:01 | 19 | 9.84% | 3.9245 | 3.9245 | 39.8827 | 39.8827 | 0 | 0 | 0 | 0 | 0 | 0 | 0
2014-12-14 20:01 | 20 | 8.2% | 3.2704 | 3.2704 | 39.8827 | 39.8827 | 0 | 0 | 0 | 0 | 0 | 0 | 0
2014-12-14 21:01 | 21 | 6.56% | 2.6163 | 2.6163 | 39.8827 | 39.8827 | 0 | 0 | 0 | 0 | 0 | 0 | 0
2014-12-14 22:01 | 22 | 4.92% | 1.9622 | 1.9622 | 39.8827 | 39.8827 | 0 | 0 | 0 | 0 | 0 | 0 | 0
2014-12-14 23:01 | 23 | 3.28% | 1.3082 | 1.3082 | 39.8827 | 39.8827 | 0 | 0 | 0 | 0 | 0 | 0 | 0
2014-12-15 00:01 | 24 | 1.64% | 0.65408 | 0.65408 | 39.8827 | 39.8827 | 0 | 0 | 0 | 0 | 0 | 0 | 0
2014-12-15 01:01 | 1 | 1.64% | 0.65408 | 0.65408 | 39.8827 | 39.8827 | 0 | 0 | 0 | 0 | 0 | 0 | 0
2014-12-15 02:01 | 2 | 1.64% | 0.65408 | 0.65408 | 39.8827 | 39.8827 | 0 | 0 | 0 | 0 | 0 | 0 | 0
2014-12-15 03:01 | 3 | 1.64% | 0.65408 | 0.65408 | 39.8827 | 39.8827 | 0 | 0 | 0 | 0 | 0 | 0 | 0
2014-12-15 04:01 | 4 | 1.64% | 0.65408 | 0.65408 | 39.8827 | 39.8827 | 0 | 0 | 0 | 0 | 0 | 0 | 0
2014-12-15 05:01 | 5 | 1.64% | 0.65408 | 0.65408 | 39.8827 | 39.8827 | 0 | 0 | 0 | 0 | 0 | 0 | 0
2014-12-15 06:01 | 6 | 3.28% | 1.3082 | 1.3082 | 39.8827 | 39.8827 | 0 | 0 | 0 | 0 | 0 | 0 | 0
2014-12-15 07:01 | 7 | 4.92% | 1.9622 | 1.9622 | 39.8827 | 39.8827 | 0 | 0 | 0 | 0 | 0 | 0 | 0
2014-12-15 08:01 | 8 | 6.56% | 2.6163 | 2.6163 | 39.8827 | 39.8827 | 0 | 0 | 0 | 0 | 0 | 0 | 0
2014-12-15 09:01 | 9 | 6.56% | 2.6163 | 2.6163 | 39.8827 | 39.8827 | 0 | 0 | 0 | 0 | 0 | 0 | 0
2014-12-15 10:01 | 10 | 4.92% | 1.9622 | 1.9622 | 39.8827 | 39.8827 | 0.00061275 | 0.0014706 | 0.0014706 | 0.0014706 | 0.0014706 | 0 | 0
2014-12-15 11:01 | 11 | 3.28% | 1.3082 | 1.3082 | 39.8827 | 39.8827 | 0.004902 | 0.011765 | 0.011765 | 0.011765 | 0.011765 | 0 | 0
2014-12-15 12:01 | 12 | 3.28% | 1.3082 | 1.3082 | 39.8827 | 39.8827 | 0.012868 | 0.030882 | 0.030882 | 0.030882 | 0.030882 | 0 | 0
2014-12-15 13:01 | 13 | 3.28% | 1.3082 | 1.3082 | 39.8827 | 39.8827 | 0.033088 | 0.079412 | 0.079412 | 0.079412 | 0.079412 | 0 | 0
2014-12-15 14:01 | 14 | 3.28% | 1.3082 | 1.3082 | 39.8827 | 39.8827 | 0.035539 | 0.085294 | 0.085294 | 0.085294 | 0.085294 | 0 | 0
2014-12-15 15:01 | 15 | 3.28% | 1.3082 | 1.3082 | 39.8827 | 39.8827 | 0.004902 | 0.011765 | 0.011765 | 0.011765 | 0.011765 | 0 | 0
2014-12-15 16:01 | 16 | 3.28% | 1.3082 | 1.3082 | 39.8827 | 39.8827 | 0.00061275 | 0.0014706 | 0.0014706 | 0.0014706 | 0.0014706 | 0 | 0
2014-12-15 17:01 | 17 | 4.92% | 1.9622 | 1.9622 | 39.8827 | 39.8827 | 0 | 0 | 0 | 0 | 0 | 0 | 0
2014-12-15 18:01 | 18 | 6.56% | 2.6163 | 2.6163 | 39.8827 | 39.8827 | 0 | 0 | 0 | 0 | 0 | 0 | 0
2014-12-15 19:01 | 19 | 9.84% | 3.9245 | 3.9245 | 39.8827 | 39.8827 | 0 | 0 | 0 | 0 | 0 | 0 | 0
2014-12-15 20:01 | 20 | 8.2% | 3.2704 | 3.2704 | 39.8827 | 39.8827 | 0 | 0 | 0 | 0 | 0 | 0 | 0
2014-12-15 21:01 | 21 | 6.56% | 2.6163 | 2.6163 | 39.8827 | 39.8827 | 0 | 0 | 0 | 0 | 0 | 0 | 0
2014-12-15 22:01 | 22 | 4.92% | 1.9622 | 1.9622 | 39.8827 | 39.8827 | 0 | 0 | 0 | 0 | 0 | 0 | 0
2014-12-15 23:01 | 23 | 3.28% | 1.3082 | 1.3082 | 39.8827 | 39.8827 | 0 | 0 | 0 | 0 | 0 | 0 | 0
2014-12-16 00:01 | 24 | 1.64% | 0.65408 | 0.65408 | 39.8827 | 39.8827 | 0 | 0 | 0 | 0 | 0 | 0 | 0
2014-12-16 01:01 | 1 | 1.64% | 0.65408 | 0.65408 | 39.8827 | 39.8827 | 0 | 0 | 0 | 0 | 0 | 0 | 0
2014-12-16 02:01 | 2 | 1.64% | 0.65408 | 0.65408 | 39.8827 | 39.8827 | 0 | 0 | 0 | 0 | 0 | 0 | 0
2014-12-16 03:01 | 3 | 1.64% | 0.65408 | 0.65408 | 39.8827 | 39.8827 | 0 | 0 | 0 | 0 | 0 | 0 | 0
2014-12-16 04:01 | 4 | 1.64% | 0.65408 | 0.65408 | 39.8827 | 39.8827 | 0 | 0 | 0 | 0 | 0 | 0 | 0
2014-12-16 05:01 | 5 | 1.64% | 0.65408 | 0.65408 | 39.8827 | 39.8827 | 0 | 0 | 0 | 0 | 0 | 0 | 0
2014-12-16 06:01 | 6 | 3.28% | 1.3082 | 1.3082 | 39.8827 | 39.8827 | 0 | 0 | 0 | 0 | 0 | 0 | 0
2014-12-16 07:01 | 7 | 4.92% | 1.9622 | 1.9622 | 39.8827 | 39.8827 | 0 | 0 | 0 | 0 | 0 | 0 | 0
2014-12-16 08:01 | 8 | 6.56% | 2.6163 | 2.6163 | 39.8827 | 39.8827 | 0 | 0 | 0 | 0 | 0 | 0 | 0
2014-12-16 09:01 | 9 | 6.56% | 2.6163 | 2.6163 | 39.8827 | 39.8827 | 0 | 0 | 0 | 0 | 0 | 0 | 0
2014-12-16 10:01 | 10 | 4.92% | 1.9622 | 1.9622 | 39.8827 | 39.8827 | 0.00061275 | 0.0014706 | 0.0014706 | 0.0014706 | 0.0014706 | 0 | 0
2014-12-16 11:01 | 11 | 3.28% | 1.3082 | 1.3082 | 39.8827 | 39.8827 | 0.014093 | 0.033824 | 0.033824 | 0.033824 | 0.033824 | 0 | 0
2014-12-16 12:01 | 12 | 3.28% | 1.3082 | 1.3082 | 39.8827 | 39.8827 | 0.01777 | 0.042647 | 0.042647 | 0.042647 | 0.042647 | 0 | 0
2014-12-16 13:01 | 13 | 3.28% | 1.3082 | 1.3082 | 39.8827 | 39.8827 | 0.066176 | 0.15882 | 0.15882 | 0.15882 | 0.15882 | 0 | 0
2014-12-16 14:01 | 14 | 3.28% | 1.3082 | 1.3082 | 39.8827 | 39.8827 | 0.069853 | 0.16765 | 0.16765 | 0.16765 | 0.16765 | 0 | 0
2014-12-16 15:01 | 15 | 3.28% | 1.3082 | 1.3082 | 39.8827 | 39.8827 | 0.011642 | 0.027941 | 0.027941 | 0.027941 | 0.027941 | 0 | 0
2014-12-16 16:01 | 16 | 3.28% | 1.3082 | 1.3082 | 39.8827 | 39.8827 | 0.0012255 | 0.0029412 | 0.0029412 | 0.0029412 | 0.0029412 | 0 | 0
2014-12-16 17:01 | 17 | 4.92% | 1.9622 | 1.9622 | 39.8827 | 39.8827 | 0 | 0 | 0 | 0 | 0 | 0 | 0
2014-12-16 18:01 | 18 | 6.56% | 2.6163 | 2.6163 | 39.8827 | 39.8827 | 0 | 0 | 0 | 0 | 0 | 0 | 0
2014-12-16 19:01 | 19 | 9.84% | 3.9245 | 3.9245 | 39.8827 | 39.8827 | 0 | 0 | 0 | 0 | 0 | 0 | 0
2014-12-16 20:01 | 20 | 8.2% | 3.2704 | 3.2704 | 39.8827 | 39.8827 | 0 | 0 | 0 | 0 | 0 | 0 | 0
2014-12-16 21:01 | 21 | 6.56% | 2.6163 | 2.6163 | 39.8827 | 39.8827 | 0 | 0 | 0 | 0 | 0 | 0 | 0
2014-12-16 22:01 | 22 | 4.92% | 1.9622 | 1.9622 | 39.8827 | 39.8827 | 0 | 0 | 0 | 0 | 0 | 0 | 0
2014-12-16 23:01 | 23 | 3.28% | 1.3082 | 1.3082 | 39.8827 | 39.8827 | 0 | 0 | 0 | 0 | 0 | 0 | 0
2014-12-17 00:01 | 24 | 1.64% | 0.65408 | 0.65408 | 39.8827 | 39.8827 | 0 | 0 | 0 | 0 | 0 | 0 | 0
2014-12-17 01:01 | 1 | 1.64% | 0.65408 | 0.65408 | 39.8827 | 39.8827 | 0 | 0 | 0 | 0 | 0 | 0 | 0
2014-12-17 02:01 | 2 | 1.64% | 0.65408 | 0.65408 | 39.8827 | 39.8827 | 0 | 0 | 0 | 0 | 0 | 0 | 0
2014-12-17 03:01 | 3 | 1.64% | 0.65408 | 0.65408 | 39.8827 | 39.8827 | 0 | 0 | 0 | 0 | 0 | 0 | 0
2014-12-17 04:01 | 4 | 1.64% | 0.65408 | 0.65408 | 39.8827 | 39.8827 | 0 | 0 | 0 | 0 | 0 | 0 | 0
2014-12-17 05:01 | 5 | 1.64% | 0.65408 | 0.65408 | 39.8827 | 39.8827 | 0 | 0 | 0 | 0 | 0 | 0 | 0
2014-12-17 06:01 | 6 | 3.28% | 1.3082 | 1.3082 | 39.8827 | 39.8827 | 0 | 0 | 0 | 0 | 0 | 0 | 0
2014-12-17 07:01 | 7 | 4.92% | 1.9622 | 1.9622 | 39.8827 | 39.8827 | 0 | 0 | 0 | 0 | 0 | 0 | 0
2014-12-17 08:01 | 8 | 6.56% | 2.6163 | 2.6163 | 39.8827 | 39.8827 | 0 | 0 | 0 | 0 | 0 | 0 | 0
2014-12-17 09:01 | 9 | 6.56% | 2.6163 | 2.6163 | 39.8827 | 39.8827 | 0 | 0 | 0 | 0 | 0 | 0 | 0
2014-12-17 10:01 | 10 | 4.92% | 1.9622 | 1.9622 | 39.8827 | 39.8827 | 0.0030637 | 0.0073529 | 0.0073529 | 0.0073529 | 0.0073529 | 0 | 0
2014-12-17 11:01 | 11 | 3.28% | 1.3082 | 1.3082 | 39.8827 | 39.8827 | 0.018382 | 0.044118 | 0.044118 | 0.044118 | 0.044118 | 0 | 0
2014-12-17 12:01 | 12 | 3.28% | 1.3082 | 1.3082 | 39.8827 | 39.8827 | 0.052083 | 0.125 | 0.125 | 0.125 | 0.125 | 0 | 0
2014-12-17 13:01 | 13 | 3.28% | 1.3082 | 1.3082 | 39.8827 | 39.8827 | 0.11091 | 0.26618 | 0.26618 | 0.26618 | 0.26618 | 0 | 0
2014-12-17 14:01 | 14 | 3.28% | 1.3082 | 1.3082 | 39.8827 | 39.8827 | 0.085784 | 0.20588 | 0.20588 | 0.20588 | 0.20588 | 0 | 0
2014-12-17 15:01 | 15 | 3.28% | 1.3082 | 1.3082 | 39.8827 | 39.8827 | 0.020221 | 0.048529 | 0.048529 | 0.048529 | 0.048529 | 0 | 0
2014-12-17 16:01 | 16 | 3.28% | 1.3082 | 1.3082 | 39.8827 | 39.8827 | 0.0012255 | 0.0029412 | 0.0029412 | 0.0029412 | 0.0029412 | 0 | 0
2014-12-17 17:01 | 17 | 4.92% | 1.9622 | 1.9622 | 39.8827 | 39.8827 | 0 | 0 | 0 | 0 | 0 | 0 | 0
2014-12-17 18:01 | 18 | 6.56% | 2.6163 | 2.6163 | 39.8827 | 39.8827 | 0 | 0 | 0 | 0 | 0 | 0 | 0
2014-12-17 19:01 | 19 | 9.84% | 3.9245 | 3.9245 | 39.8827 | 39.8827 | 0 | 0 | 0 | 0 | 0 | 0 | 0
2014-12-17 20:01 | 20 | 8.2% | 3.2704 | 3.2704 | 39.8827 | 39.8827 | 0 | 0 | 0 | 0 | 0 | 0 | 0
2014-12-17 21:01 | 21 | 6.56% | 2.6163 | 2.6163 | 39.8827 | 39.8827 | 0 | 0 | 0 | 0 | 0 | 0 | 0
2014-12-17 22:01 | 22 | 4.92% | 1.9622 | 1.9622 | 39.8827 | 39.8827 | 0 | 0 | 0 | 0 | 0 | 0 | 0
2014-12-17 23:01 | 23 | 3.28% | 1.3082 | 1.3082 | 39.8827 | 39.8827 | 0 | 0 | 0 | 0 | 0 | 0 | 0
2014-12-18 00:01 | 24 | 1.64% | 0.65408 | 0.65408 | 39.8827 | 39.8827 | 0 | 0 | 0 | 0 | 0 | 0 | 0
2014-12-18 01:01 | 1 | 1.64% | 0.65408 | 0.65408 | 39.8827 | 39.8827 | 0 | 0 | 0 | 0 | 0 | 0 | 0
2014-12-18 02:01 | 2 | 1.64% | 0.65408 | 0.65408 | 39.8827 | 39.8827 | 0 | 0 | 0 | 0 | 0 | 0 | 0
2014-12-18 03:01 | 3 | 1.64% | 0.65408 | 0.65408 | 39.8827 | 39.8827 | 0 | 0 | 0 | 0 | 0 | 0 | 0
2014-12-18 04:01 | 4 | 1.64% | 0.65408 | 0.65408 | 39.8827 | 39.8827 | 0 | 0 | 0 | 0 | 0 | 0 | 0
2014-12-18 05:01 | 5 | 1.64% | 0.65408 | 0.65408 | 39.8827 | 39.8827 | 0 | 0 | 0 | 0 | 0 | 0 | 0
2014-12-18 06:01 | 6 | 3.28% | 1.3082 | 1.3082 | 39.8827 | 39.8827 | 0 | 0 | 0 | 0 | 0 | 0 | 0
2014-12-18 07:01 | 7 | 4.92% | 1.9622 | 1.9622 | 39.8827 | 39.8827 | 0 | 0 | 0 | 0 | 0 | 0 | 0
2014-12-18 08:01 | 8 | 6.56% | 2.6163 | 2.6163 | 39.8827 | 39.8827 | 0 | 0 | 0 | 0 | 0 | 0 | 0
2014-12-18 09:01 | 9 | 6.56% | 2.6163 | 2.6163 | 39.8827 | 39.8827 | 0 | 0 | 0 | 0 | 0 | 0 | 0
2014-12-18 10:01 | 10 | 4.92% | 1.9622 | 1.9622 | 39.8827 | 39.8827 | 0.00061275 | 0.0014706 | 0.0014706 | 0.0014706 | 0.0014706 | 0 | 0
2014-12-18 11:01 | 11 | 3.28% | 1.3082 | 1.3082 | 39.8827 | 39.8827 | 0.0055147 | 0.013235 | 0.013235 | 0.013235 | 0.013235 | 0 | 0
2014-12-18 12:01 | 12 | 3.28% | 1.3082 | 1.3082 | 39.8827 | 39.8827 | 0.014706 | 0.035294 | 0.035294 | 0.035294 | 0.035294 | 0 | 0
2014-12-18 13:01 | 13 | 3.28% | 1.3082 | 1.3082 | 39.8827 | 39.8827 | 0.045343 | 0.10882 | 0.10882 | 0.10882 | 0.10882 | 0 | 0
2014-12-18 14:01 | 14 | 3.28% | 1.3082 | 1.3082 | 39.8827 | 39.8827 | 0.022672 | 0.054412 | 0.054412 | 0.054412 | 0.054412 | 0 | 0
2014-12-18 15:01 | 15 | 3.28% | 1.3082 | 1.3082 | 39.8827 | 39.8827 | 0.0042892 | 0.010294 | 0.010294 | 0.010294 | 0.010294 | 0 | 0
2014-12-18 16:01 | 16 | 3.28% | 1.3082 | 1.3082 | 39.8827 | 39.8827 | 0 | 0 | 0 | 0 | 0 | 0 | 0
2014-12-18 17:01 | 17 | 4.92% | 1.9622 | 1.9622 | 39.8827 | 39.8827 | 0 | 0 | 0 | 0 | 0 | 0 | 0
2014-12-18 18:01 | 18 | 6.56% | 2.6163 | 2.6163 | 39.8827 | 39.8827 | 0 | 0 | 0 | 0 | 0 | 0 | 0
2014-12-18 19:01 | 19 | 9.84% | 3.9245 | 3.9245 | 39.8827 | 39.8827 | 0 | 0 | 0 | 0 | 0 | 0 | 0
2014-12-18 20:01 | 20 | 8.2% | 3.2704 | 3.2704 | 39.8827 | 39.8827 | 0 | 0 | 0 | 0 | 0 | 0 | 0
2014-12-18 21:01 | 21 | 6.56% | 2.6163 | 2.6163 | 39.8827 | 39.8827 | 0 | 0 | 0 | 0 | 0 | 0 | 0
2014-12-18 22:01 | 22 | 4.92% | 1.9622 | 1.9622 | 39.8827 | 39.8827 | 0 | 0 | 0 | 0 | 0 | 0 | 0
2014-12-18 23:01 | 23 | 3.28% | 1.3082 | 1.3082 | 39.8827 | 39.8827 | 0 | 0 | 0 | 0 | 0 | 0 | 0
2014-12-19 00:01 | 24 | 1.64% | 0.65408 | 0.65408 | 39.8827 | 39.8827 | 0 | 0 | 0 | 0 | 0 | 0 | 0
2014-12-19 01:01 | 1 | 1.64% | 0.65408 | 0.65408 | 39.8827 | 39.8827 | 0 | 0 | 0 | 0 | 0 | 0 | 0
2014-12-19 02:01 | 2 | 1.64% | 0.65408 | 0.65408 | 39.8827 | 39.8827 | 0 | 0 | 0 | 0 | 0 | 0 | 0
2014-12-19 03:01 | 3 | 1.64% | 0.65408 | 0.65408 | 39.8827 | 39.8827 | 0 | 0 | 0 | 0 | 0 | 0 | 0
2014-12-19 04:01 | 4 | 1.64% | 0.65408 | 0.65408 | 39.8827 | 39.8827 | 0 | 0 | 0 | 0 | 0 | 0 | 0
2014-12-19 05:01 | 5 | 1.64% | 0.65408 | 0.65408 | 39.8827 | 39.8827 | 0 | 0 | 0 | 0 | 0 | 0 | 0
2014-12-19 06:01 | 6 | 3.28% | 1.3082 | 1.3082 | 39.8827 | 39.8827 | 0 | 0 | 0 | 0 | 0 | 0 | 0
2014-12-19 07:01 | 7 | 4.92% | 1.9622 | 1.9622 | 39.8827 | 39.8827 | 0 | 0 | 0 | 0 | 0 | 0 | 0
2014-12-19 08:01 | 8 | 6.56% | 2.6163 | 2.6163 | 39.8827 | 39.8827 | 0 | 0 | 0 | 0 | 0 | 0 | 0
2014-12-19 09:01 | 9 | 6.56% | 2.6163 | 2.6163 | 39.8827 | 39.8827 | 0 | 0 | 0 | 0 | 0 | 0 | 0
2014-12-19 10:01 | 10 | 4.92% | 1.9622 | 1.9622 | 39.8827 | 39.8827 | 0.0067402 | 0.016176 | 0.016176 | 0.016176 | 0.016176 | 0 | 0
2014-12-19 11:01 | 11 | 3.28% | 1.3082 | 1.3082 | 39.8827 | 39.8827 | 0.043505 | 0.10441 | 0.10441 | 0.10441 | 0.10441 | 0 | 0
2014-12-19 12:01 | 12 | 3.28% | 1.3082 | 1.3082 | 39.8827 | 39.8827 | 0.11336 | 0.27206 | 0.27206 | 0.27206 | 0.27206 | 0 | 0
2014-12-19 13:01 | 13 | 3.28% | 1.3082 | 1.3082 | 39.8827 | 39.8827 | 0.10907 | 0.26176 | 0.26176 | 0.26176 | 0.26176 | 0 | 0
2014-12-19 14:01 | 14 | 3.28% | 1.3082 | 1.3082 | 39.8827 | 39.8827 | 0.031863 | 0.076471 | 0.076471 | 0.076471 | 0.076471 | 0 | 0
2014-12-19 15:01 | 15 | 3.28% | 1.3082 | 1.3082 | 39.8827 | 39.8827 | 0.0055147 | 0.013235 | 0.013235 | 0.013235 | 0.013235 | 0 | 0
2014-12-19 16:01 | 16 | 3.28% | 1.3082 | 1.3082 | 39.8827 | 39.8827 | 0.00061275 | 0.0014706 | 0.0014706 | 0.0014706 | 0.0014706 | 0 | 0
2014-12-19 17:01 | 17 | 4.92% | 1.9622 | 1.9622 | 39.8827 | 39.8827 | 0 | 0 | 0 | 0 | 0 | 0 | 0
2014-12-19 18:01 | 18 | 6.56% | 2.6163 | 2.6163 | 39.8827 | 39.8827 | 0 | 0 | 0 | 0 | 0 | 0 | 0
2014-12-19 19:01 | 19 | 9.84% | 3.9245 | 3.9245 | 39.8827 | 39.8827 | 0 | 0 | 0 | 0 | 0 | 0 | 0
2014-12-19 20:01 | 20 | 8.2% | 3.2704 | 3.2704 | 39.8827 | 39.8827 | 0 | 0 | 0 | 0 | 0 | 0 | 0
2014-12-19 21:01 | 21 | 6.56% | 2.6163 | 2.6163 | 39.8827 | 39.8827 | 0 | 0 | 0 | 0 | 0 | 0 | 0
2014-12-19 22:01 | 22 | 4.92% | 1.9622 | 1.9622 | 39.8827 | 39.8827 | 0 | 0 | 0 | 0 | 0 | 0 | 0
2014-12-19 23:01 | 23 | 3.28% | 1.3082 | 1.3082 | 39.8827 | 39.8827 | 0 | 0 | 0 | 0 | 0 | 0 | 0
2014-12-20 00:01 | 24 | 1.64% | 0.65408 | 0.65408 | 39.8827 | 39.8827 | 0 | 0 | 0 | 0 | 0 | 0 | 0
2014-12-20 01:01 | 1 | 1.64% | 0.65408 | 0.65408 | 39.8827 | 39.8827 | 0 | 0 | 0 | 0 | 0 | 0 | 0
2014-12-20 02:01 | 2 | 1.64% | 0.65408 | 0.65408 | 39.8827 | 39.8827 | 0 | 0 | 0 | 0 | 0 | 0 | 0
2014-12-20 03:01 | 3 | 1.64% | 0.65408 | 0.65408 | 39.8827 | 39.8827 | 0 | 0 | 0 | 0 | 0 | 0 | 0
2014-12-20 04:01 | 4 | 1.64% | 0.65408 | 0.65408 | 39.8827 | 39.8827 | 0 | 0 | 0 | 0 | 0 | 0 | 0
2014-12-20 05:01 | 5 | 1.64% | 0.65408 | 0.65408 | 39.8827 | 39.8827 | 0 | 0 | 0 | 0 | 0 | 0 | 0
2014-12-20 06:01 | 6 | 3.28% | 1.3082 | 1.3082 | 39.8827 | 39.8827 | 0 | 0 | 0 | 0 | 0 | 0 | 0
2014-12-20 07:01 | 7 | 4.92% | 1.9622 | 1.9622 | 39.8827 | 39.8827 | 0 | 0 | 0 | 0 | 0 | 0 | 0
2014-12-20 08:01 | 8 | 6.56% | 2.6163 | 2.6163 | 39.8827 | 39.8827 | 0 | 0 | 0 | 0 | 0 | 0 | 0
2014-12-20 09:01 | 9 | 6.56% | 2.6163 | 2.6163 | 39.8827 | 39.8827 | 0 | 0 | 0 | 0 | 0 | 0 | 0
2014-12-20 10:01 | 10 | 4.92% | 1.9622 | 1.9622 | 39.8827 | 39.8827 | 0.002451 | 0.0058824 | 0.0058824 | 0.0058824 | 0.0058824 | 0 | 0
2014-12-20 11:01 | 11 | 3.28% | 1.3082 | 1.3082 | 39.8827 | 39.8827 | 0.028799 | 0.069118 | 0.069118 | 0.069118 | 0.069118 | 0 | 0
2014-12-20 12:01 | 12 | 3.28% | 1.3082 | 1.3082 | 39.8827 | 39.8827 | 0.0625 | 0.15 | 0.15 | 0.15 | 0.15 | 0 | 0
2014-12-20 13:01 | 13 | 3.28% | 1.3082 | 1.3082 | 39.8827 | 39.8827 | 0.085784 | 0.20588 | 0.20588 | 0.20588 | 0.20588 | 0 | 0
2014-12-20 14:01 | 14 | 3.28% | 1.3082 | 1.3082 | 39.8827 | 39.8827 | 0.090686 | 0.21765 | 0.21765 | 0.21765 | 0.21765 | 0 | 0
2014-12-20 15:01 | 15 | 3.28% | 1.3082 | 1.3082 | 39.8827 | 39.8827 | 0.0098039 | 0.023529 | 0.023529 | 0.023529 | 0.023529 | 0 | 0
2014-12-20 16:01 | 16 | 3.28% | 1.3082 | 1.3082 | 39.8827 | 39.8827 | 0.0012255 | 0.0029412 | 0.0029412 | 0.0029412 | 0.0029412 | 0 | 0
2014-12-20 17:01 | 17 | 4.92% | 1.9622 | 1.9622 | 39.8827 | 39.8827 | 0 | 0 | 0 | 0 | 0 | 0 | 0
2014-12-20 18:01 | 18 | 6.56% | 2.6163 | 2.6163 | 39.8827 | 39.8827 | 0 | 0 | 0 | 0 | 0 | 0 | 0
2014-12-20 19:01 | 19 | 9.84% | 3.9245 | 3.9245 | 39.8827 | 39.8827 | 0 | 0 | 0 | 0 | 0 | 0 | 0
2014-12-20 20:01 | 20 | 8.2% | 3.2704 | 3.2704 | 39.8827 | 39.8827 | 0 | 0 | 0 | 0 | 0 | 0 | 0
2014-12-20 21:01 | 21 | 6.56% | 2.6163 | 2.6163 | 39.8827 | 39.8827 | 0 | 0 | 0 | 0 | 0 | 0 | 0
2014-12-20 22:01 | 22 | 4.92% | 1.9622 | 1.9622 | 39.8827 | 39.8827 | 0 | 0 | 0 | 0 | 0 | 0 | 0
2014-12-20 23:01 | 23 | 3.28% | 1.3082 | 1.3082 | 39.8827 | 39.8827 | 0 | 0 | 0 | 0 | 0 | 0 | 0
2014-12-21 00:01 | 24 | 1.64% | 0.65408 | 0.65408 | 39.8827 | 39.8827 | 0 | 0 | 0 | 0 | 0 | 0 | 0
2014-12-21 01:01 | 1 | 1.64% | 0.65408 | 0.65408 | 39.8827 | 39.8827 | 0 | 0 | 0 | 0 | 0 | 0 | 0
2014-12-21 02:01 | 2 | 1.64% | 0.65408 | 0.65408 | 39.8827 | 39.8827 | 0 | 0 | 0 | 0 | 0 | 0 | 0
2014-12-21 03:01 | 3 | 1.64% | 0.65408 | 0.65408 | 39.8827 | 39.8827 | 0 | 0 | 0 | 0 | 0 | 0 | 0
2014-12-21 04:01 | 4 | 1.64% | 0.65408 | 0.65408 | 39.8827 | 39.8827 | 0 | 0 | 0 | 0 | 0 | 0 | 0
2014-12-21 05:01 | 5 | 1.64% | 0.65408 | 0.65408 | 39.8827 | 39.8827 | 0 | 0 | 0 | 0 | 0 | 0 | 0
2014-12-21 06:01 | 6 | 3.28% | 1.3082 | 1.3082 | 39.8827 | 39.8827 | 0 | 0 | 0 | 0 | 0 | 0 | 0
2014-12-21 07:01 | 7 | 4.92% | 1.9622 | 1.9622 | 39.8827 | 39.8827 | 0 | 0 | 0 | 0 | 0 | 0 | 0
2014-12-21 08:01 | 8 | 6.56% | 2.6163 | 2.6163 | 39.8827 | 39.8827 | 0 | 0 | 0 | 0 | 0 | 0 | 0
2014-12-21 09:01 | 9 | 6.56% | 2.6163 | 2.6163 | 39.8827 | 39.8827 | 0 | 0 | 0 | 0 | 0 | 0 | 0
2014-12-21 10:01 | 10 | 4.92% | 1.9622 | 1.9622 | 39.8827 | 39.8827 | 0.002451 | 0.0058824 | 0.0058824 | 0.0058824 | 0.0058824 | 0 | 0
2014-12-21 11:01 | 11 | 3.28% | 1.3082 | 1.3082 | 39.8827 | 39.8827 | 0.023897 | 0.057353 | 0.057353 | 0.057353 | 0.057353 | 0 | 0
2014-12-21 12:01 | 12 | 3.28% | 1.3082 | 1.3082 | 39.8827 | 39.8827 | 0.088848 | 0.21324 | 0.21324 | 0.21324 | 0.21324 | 0 | 0
2014-12-21 13:01 | 13 | 3.28% | 1.3082 | 1.3082 | 39.8827 | 39.8827 | 0.13542 | 0.325 | 0.325 | 0.325 | 0.325 | 0 | 0
2014-12-21 14:01 | 14 | 3.28% | 1.3082 | 1.3082 | 39.8827 | 39.8827 | 0.091912 | 0.22059 | 0.22059 | 0.22059 | 0.22059 | 0 | 0
2014-12-21 15:01 | 15 | 3.28% | 1.3082 | 1.3082 | 39.8827 | 39.8827 | 0.0098039 | 0.023529 | 0.023529 | 0.023529 | 0.023529 | 0 | 0
2014-12-21 16:01 | 16 | 3.28% | 1.3082 | 1.3082 | 39.8827 | 39.8827 | 0.0018382 | 0.0044118 | 0.0044118 | 0.0044118 | 0.0044118 | 0 | 0
2014-12-21 17:01 | 17 | 4.92% | 1.9622 | 1.9622 | 39.8827 | 39.8827 | 0 | 0 | 0 | 0 | 0 | 0 | 0
2014-12-21 18:01 | 18 | 6.56% | 2.6163 | 2.6163 | 39.8827 | 39.8827 | 0 | 0 | 0 | 0 | 0 | 0 | 0
2014-12-21 19:01 | 19 | 9.84% | 3.9245 | 3.9245 | 39.8827 | 39.8827 | 0 | 0 | 0 | 0 | 0 | 0 | 0
2014-12-21 20:01 | 20 | 8.2% | 3.2704 | 3.2704 | 39.8827 | 39.8827 | 0 | 0 | 0 | 0 | 0 | 0 | 0
2014-12-21 21:01 | 21 | 6.56% | 2.6163 | 2.6163 | 39.8827 | 39.8827 | 0 | 0 | 0 | 0 | 0 | 0 | 0
2014-12-21 22:01 | 22 | 4.92% | 1.9622 | 1.9622 | 39.8827 | 39.8827 | 0 | 0 | 0 | 0 | 0 | 0 | 0
2014-12-21 23:01 | 23 | 3.28% | 1.3082 | 1.3082 | 39.8827 | 39.8827 | 0 | 0 | 0 | 0 | 0 | 0 | 0
2014-12-22 00:01 | 24 | 1.64% | 0.65408 | 0.65408 | 39.8827 | 39.8827 | 0 | 0 | 0 | 0 | 0 | 0 | 0
2014-12-22 01:01 | 1 | 1.64% | 0.65408 | 0.65408 | 39.8827 | 39.8827 | 0 | 0 | 0 | 0 | 0 | 0 | 0
2014-12-22 02:01 | 2 | 1.64% | 0.65408 | 0.65408 | 39.8827 | 39.8827 | 0 | 0 | 0 | 0 | 0 | 0 | 0
2014-12-22 03:01 | 3 | 1.64% | 0.65408 | 0.65408 | 39.8827 | 39.8827 | 0 | 0 | 0 | 0 | 0 | 0 | 0
2014-12-22 04:01 | 4 | 1.64% | 0.65408 | 0.65408 | 39.8827 | 39.8827 | 0 | 0 | 0 | 0 | 0 | 0 | 0
2014-12-22 05:01 | 5 | 1.64% | 0.65408 | 0.65408 | 39.8827 | 39.8827 | 0 | 0 | 0 | 0 | 0 | 0 | 0
2014-12-22 06:01 | 6 | 3.28% | 1.3082 | 1.3082 | 39.8827 | 39.8827 | 0 | 0 | 0 | 0 | 0 | 0 | 0
2014-12-22 07:01 | 7 | 4.92% | 1.9622 | 1.9622 | 39.8827 | 39.8827 | 0 | 0 | 0 | 0 | 0 | 0 | 0
2014-12-22 08:01 | 8 | 6.56% | 2.6163 | 2.6163 | 39.8827 | 39.8827 | 0 | 0 | 0 | 0 | 0 | 0 | 0
2014-12-22 09:01 | 9 | 6.56% | 2.6163 | 2.6163 | 39.8827 | 39.8827 | 0 | 0 | 0 | 0 | 0 | 0 | 0
2014-12-22 10:01 | 10 | 4.92% | 1.9622 | 1.9622 | 39.8827 | 39.8827 | 0.00061275 | 0.0014706 | 0.0014706 | 0.0014706 | 0.0014706 | 0 | 0
2014-12-22 11:01 | 11 | 3.28% | 1.3082 | 1.3082 | 39.8827 | 39.8827 | 0.0030637 | 0.0073529 | 0.0073529 | 0.0073529 | 0.0073529 | 0 | 0
2014-12-22 12:01 | 12 | 3.28% | 1.3082 | 1.3082 | 39.8827 | 39.8827 | 0.0098039 | 0.023529 | 0.023529 | 0.023529 | 0.023529 | 0 | 0
2014-12-22 13:01 | 13 | 3.28% | 1.3082 | 1.3082 | 39.8827 | 39.8827 | 0.017157 | 0.041176 | 0.041176 | 0.041176 | 0.041176 | 0 | 0
2014-12-22 14:01 | 14 | 3.28% | 1.3082 | 1.3082 | 39.8827 | 39.8827 | 0.014093 | 0.033824 | 0.033824 | 0.033824 | 0.033824 | 0 | 0
2014-12-22 15:01 | 15 | 3.28% | 1.3082 | 1.3082 | 39.8827 | 39.8827 | 0.0036765 | 0.0088235 | 0.0088235 | 0.0088235 | 0.0088235 | 0 | 0
2014-12-22 16:01 | 16 | 3.28% | 1.3082 | 1.3082 | 39.8827 | 39.8827 | 0.00061275 | 0.0014706 | 0.0014706 | 0.0014706 | 0.0014706 | 0 | 0
2014-12-22 17:01 | 17 | 4.92% | 1.9622 | 1.9622 | 39.8827 | 39.8827 | 0 | 0 | 0 | 0 | 0 | 0 | 0
2014-12-22 18:01 | 18 | 6.56% | 2.6163 | 2.6163 | 39.8827 | 39.8827 | 0 | 0 | 0 | 0 | 0 | 0 | 0
2014-12-22 19:01 | 19 | 9.84% | 3.9245 | 3.9245 | 39.8827 | 39.8827 | 0 | 0 | 0 | 0 | 0 | 0 | 0
2014-12-22 20:01 | 20 | 8.2% | 3.2704 | 3.2704 | 39.8827 | 39.8827 | 0 | 0 | 0 | 0 | 0 | 0 | 0
2014-12-22 21:01 | 21 | 6.56% | 2.6163 | 2.6163 | 39.8827 | 39.8827 | 0 | 0 | 0 | 0 | 0 | 0 | 0
2014-12-22 22:01 | 22 | 4.92% | 1.9622 | 1.9622 | 39.8827 | 39.8827 | 0 | 0 | 0 | 0 | 0 | 0 | 0
2014-12-22 23:01 | 23 | 3.28% | 1.3082 | 1.3082 | 39.8827 | 39.8827 | 0 | 0 | 0 | 0 | 0 | 0 | 0
2014-12-23 00:01 | 24 | 1.64% | 0.65408 | 0.65408 | 39.8827 | 39.8827 | 0 | 0 | 0 | 0 | 0 | 0 | 0
2014-12-23 01:01 | 1 | 1.64% | 0.65408 | 0.65408 | 39.8827 | 39.8827 | 0 | 0 | 0 | 0 | 0 | 0 | 0
2014-12-23 02:01 | 2 | 1.64% | 0.65408 | 0.65408 | 39.8827 | 39.8827 | 0 | 0 | 0 | 0 | 0 | 0 | 0
2014-12-23 03:01 | 3 | 1.64% | 0.65408 | 0.65408 | 39.8827 | 39.8827 | 0 | 0 | 0 | 0 | 0 | 0 | 0
2014-12-23 04:01 | 4 | 1.64% | 0.65408 | 0.65408 | 39.8827 | 39.8827 | 0 | 0 | 0 | 0 | 0 | 0 | 0
2014-12-23 05:01 | 5 | 1.64% | 0.65408 | 0.65408 | 39.8827 | 39.8827 | 0 | 0 | 0 | 0 | 0 | 0 | 0
2014-12-23 06:01 | 6 | 3.28% | 1.3082 | 1.3082 | 39.8827 | 39.8827 | 0 | 0 | 0 | 0 | 0 | 0 | 0
2014-12-23 07:01 | 7 | 4.92% | 1.9622 | 1.9622 | 39.8827 | 39.8827 | 0 | 0 | 0 | 0 | 0 | 0 | 0
2014-12-23 08:01 | 8 | 6.56% | 2.6163 | 2.6163 | 39.8827 | 39.8827 | 0 | 0 | 0 | 0 | 0 | 0 | 0
2014-12-23 09:01 | 9 | 6.56% | 2.6163 | 2.6163 | 39.8827 | 39.8827 | 0 | 0 | 0 | 0 | 0 | 0 | 0
2014-12-23 10:01 | 10 | 4.92% | 1.9622 | 1.9622 | 39.8827 | 39.8827 | 0 | 0 | 0 | 0 | 0 | 0 | 0
2014-12-23 11:01 | 11 | 3.28% | 1.3082 | 1.3082 | 39.8827 | 39.8827 | 0.004902 | 0.011765 | 0.011765 | 0.011765 | 0.011765 | 0 | 0
2014-12-23 12:01 | 12 | 3.28% | 1.3082 | 1.3082 | 39.8827 | 39.8827 | 0.026348 | 0.063235 | 0.063235 | 0.063235 | 0.063235 | 0 | 0
2014-12-23 13:01 | 13 | 3.28% | 1.3082 | 1.3082 | 39.8827 | 39.8827 | 0.10723 | 0.25735 | 0.25735 | 0.25735 | 0.25735 | 0 | 0
2014-12-23 14:01 | 14 | 3.28% | 1.3082 | 1.3082 | 39.8827 | 39.8827 | 0.10478 | 0.25147 | 0.25147 | 0.25147 | 0.25147 | 0 | 0
2014-12-23 15:01 | 15 | 3.28% | 1.3082 | 1.3082 | 39.8827 | 39.8827 | 0.014093 | 0.033824 | 0.033824 | 0.033824 | 0.033824 | 0 | 0
2014-12-23 16:01 | 16 | 3.28% | 1.3082 | 1.3082 | 39.8827 | 39.8827 | 0.0030637 | 0.0073529 | 0.0073529 | 0.0073529 | 0.0073529 | 0 | 0
2014-12-23 17:01 | 17 | 4.92% | 1.9622 | 1.9622 | 39.8827 | 39.8827 | 0 | 0 | 0 | 0 | 0 | 0 | 0
2014-12-23 18:01 | 18 | 6.56% | 2.6163 | 2.6163 | 39.8827 | 39.8827 | 0 | 0 | 0 | 0 | 0 | 0 | 0
2014-12-23 19:01 | 19 | 9.84% | 3.9245 | 3.9245 | 39.8827 | 39.8827 | 0 | 0 | 0 | 0 | 0 | 0 | 0
2014-12-23 20:01 | 20 | 8.2% | 3.2704 | 3.2704 | 39.8827 | 39.8827 | 0 | 0 | 0 | 0 | 0 | 0 | 0
2014-12-23 21:01 | 21 | 6.56% | 2.6163 | 2.6163 | 39.8827 | 39.8827 | 0 | 0 | 0 | 0 | 0 | 0 | 0
2014-12-23 22:01 | 22 | 4.92% | 1.9622 | 1.9622 | 39.8827 | 39.8827 | 0 | 0 | 0 | 0 | 0 | 0 | 0
2014-12-23 23:01 | 23 | 3.28% | 1.3082 | 1.3082 | 39.8827 | 39.8827 | 0 | 0 | 0 | 0 | 0 | 0 | 0
2014-12-24 00:01 | 24 | 1.64% | 0.65408 | 0.65408 | 39.8827 | 39.8827 | 0 | 0 | 0 | 0 | 0 | 0 | 0
2014-12-24 01:01 | 1 | 1.64% | 0.65408 | 0.65408 | 39.8827 | 39.8827 | 0 | 0 | 0 | 0 | 0 | 0 | 0
2014-12-24 02:01 | 2 | 1.64% | 0.65408 | 0.65408 | 39.8827 | 39.8827 | 0 | 0 | 0 | 0 | 0 | 0 | 0
2014-12-24 03:01 | 3 | 1.64% | 0.65408 | 0.65408 | 39.8827 | 39.8827 | 0 | 0 | 0 | 0 | 0 | 0 | 0
2014-12-24 04:01 | 4 | 1.64% | 0.65408 | 0.65408 | 39.8827 | 39.8827 | 0 | 0 | 0 | 0 | 0 | 0 | 0
2014-12-24 05:01 | 5 | 1.64% | 0.65408 | 0.65408 | 39.8827 | 39.8827 | 0 | 0 | 0 | 0 | 0 | 0 | 0
2014-12-24 06:01 | 6 | 3.28% | 1.3082 | 1.3082 | 39.8827 | 39.8827 | 0 | 0 | 0 | 0 | 0 | 0 | 0
2014-12-24 07:01 | 7 | 4.92% | 1.9622 | 1.9622 | 39.8827 | 39.8827 | 0 | 0 | 0 | 0 | 0 | 0 | 0
2014-12-24 08:01 | 8 | 6.56% | 2.6163 | 2.6163 | 39.8827 | 39.8827 | 0 | 0 | 0 | 0 | 0 | 0 | 0
2014-12-24 09:01 | 9 | 6.56% | 2.6163 | 2.6163 | 39.8827 | 39.8827 | 0 | 0 | 0 | 0 | 0 | 0 | 0
2014-12-24 10:01 | 10 | 4.92% | 1.9622 | 1.9622 | 39.8827 | 39.8827 | 0.00061275 | 0.0014706 | 0.0014706 | 0.0014706 | 0.0014706 | 0 | 0
2014-12-24 11:01 | 11 | 3.28% | 1.3082 | 1.3082 | 39.8827 | 39.8827 | 0.0061275 | 0.014706 | 0.014706 | 0.014706 | 0.014706 | 0 | 0
2014-12-24 12:01 | 12 | 3.28% | 1.3082 | 1.3082 | 39.8827 | 39.8827 | 0.014093 | 0.033824 | 0.033824 | 0.033824 | 0.033824 | 0 | 0
2014-12-24 13:01 | 13 | 3.28% | 1.3082 | 1.3082 | 39.8827 | 39.8827 | 0.020221 | 0.048529 | 0.048529 | 0.048529 | 0.048529 | 0 | 0
2014-12-24 14:01 | 14 | 3.28% | 1.3082 | 1.3082 | 39.8827 | 39.8827 | 0.0073529 | 0.017647 | 0.017647 | 0.017647 | 0.017647 | 0 | 0
2014-12-24 15:01 | 15 | 3.28% | 1.3082 | 1.3082 | 39.8827 | 39.8827 | 0.0030637 | 0.0073529 | 0.0073529 | 0.0073529 | 0.0073529 | 0 | 0
2014-12-24 16:01 | 16 | 3.28% | 1.3082 | 1.3082 | 39.8827 | 39.8827 | 0 | 0 | 0 | 0 | 0 | 0 | 0
2014-12-24 17:01 | 17 | 4.92% | 1.9622 | 1.9622 | 39.8827 | 39.8827 | 0 | 0 | 0 | 0 | 0 | 0 | 0
2014-12-24 18:01 | 18 | 6.56% | 2.6163 | 2.6163 | 39.8827 | 39.8827 | 0 | 0 | 0 | 0 | 0 | 0 | 0
2014-12-24 19:01 | 19 | 9.84% | 3.9245 | 3.9245 | 39.8827 | 39.8827 | 0 | 0 | 0 | 0 | 0 | 0 | 0
2014-12-24 20:01 | 20 | 8.2% | 3.2704 | 3.2704 | 39.8827 | 39.8827 | 0 | 0 | 0 | 0 | 0 | 0 | 0
2014-12-24 21:01 | 21 | 6.56% | 2.6163 | 2.6163 | 39.8827 | 39.8827 | 0 | 0 | 0 | 0 | 0 | 0 | 0
2014-12-24 22:01 | 22 | 4.92% | 1.9622 | 1.9622 | 39.8827 | 39.8827 | 0 | 0 | 0 | 0 | 0 | 0 | 0
2014-12-24 23:01 | 23 | 3.28% | 1.3082 | 1.3082 | 39.8827 | 39.8827 | 0 | 0 | 0 | 0 | 0 | 0 | 0
2014-12-25 00:01 | 24 | 1.64% | 0.65408 | 0.65408 | 39.8827 | 39.8827 | 0 | 0 | 0 | 0 | 0 | 0 | 0
2014-12-25 01:01 | 1 | 1.64% | 0.65408 | 0.65408 | 39.8827 | 39.8827 | 0 | 0 | 0 | 0 | 0 | 0 | 0
2014-12-25 02:01 | 2 | 1.64% | 0.65408 | 0.65408 | 39.8827 | 39.8827 | 0 | 0 | 0 | 0 | 0 | 0 | 0
2014-12-25 03:01 | 3 | 1.64% | 0.65408 | 0.65408 | 39.8827 | 39.8827 | 0 | 0 | 0 | 0 | 0 | 0 | 0
2014-12-25 04:01 | 4 | 1.64% | 0.65408 | 0.65408 | 39.8827 | 39.8827 | 0 | 0 | 0 | 0 | 0 | 0 | 0
2014-12-25 05:01 | 5 | 1.64% | 0.65408 | 0.65408 | 39.8827 | 39.8827 | 0 | 0 | 0 | 0 | 0 | 0 | 0
2014-12-25 06:01 | 6 | 3.28% | 1.3082 | 1.3082 | 39.8827 | 39.8827 | 0 | 0 | 0 | 0 | 0 | 0 | 0
2014-12-25 07:01 | 7 | 4.92% | 1.9622 | 1.9622 | 39.8827 | 39.8827 | 0 | 0 | 0 | 0 | 0 | 0 | 0
2014-12-25 08:01 | 8 | 6.56% | 2.6163 | 2.6163 | 39.8827 | 39.8827 | 0 | 0 | 0 | 0 | 0 | 0 | 0
2014-12-25 09:01 | 9 | 6.56% | 2.6163 | 2.6163 | 39.8827 | 39.8827 | 0 | 0 | 0 | 0 | 0 | 0 | 0
2014-12-25 10:01 | 10 | 4.92% | 1.9622 | 1.9622 | 39.8827 | 39.8827 | 0.00061275 | 0.0014706 | 0.0014706 | 0.0014706 | 0.0014706 | 0 | 0
2014-12-25 11:01 | 11 | 3.28% | 1.3082 | 1.3082 | 39.8827 | 39.8827 | 0.012868 | 0.030882 | 0.030882 | 0.030882 | 0.030882 | 0 | 0
2014-12-25 12:01 | 12 | 3.28% | 1.3082 | 1.3082 | 39.8827 | 39.8827 | 0.020833 | 0.05 | 0.05 | 0.05 | 0.05 | 0 | 0
2014-12-25 13:01 | 13 | 3.28% | 1.3082 | 1.3082 | 39.8827 | 39.8827 | 0.031863 | 0.076471 | 0.076471 | 0.076471 | 0.076471 | 0 | 0
2014-12-25 14:01 | 14 | 3.28% | 1.3082 | 1.3082 | 39.8827 | 39.8827 | 0.052696 | 0.12647 | 0.12647 | 0.12647 | 0.12647 | 0 | 0
2014-12-25 15:01 | 15 | 3.28% | 1.3082 | 1.3082 | 39.8827 | 39.8827 | 0.01348 | 0.032353 | 0.032353 | 0.032353 | 0.032353 | 0 | 0
2014-12-25 16:01 | 16 | 3.28% | 1.3082 | 1.3082 | 39.8827 | 39.8827 | 0.00061275 | 0.0014706 | 0.0014706 | 0.0014706 | 0.0014706 | 0 | 0
2014-12-25 17:01 | 17 | 4.92% | 1.9622 | 1.9622 | 39.8827 | 39.8827 | 0 | 0 | 0 | 0 | 0 | 0 | 0
2014-12-25 18:01 | 18 | 6.56% | 2.6163 | 2.6163 | 39.8827 | 39.8827 | 0 | 0 | 0 | 0 | 0 | 0 | 0
2014-12-25 19:01 | 19 | 9.84% | 3.9245 | 3.9245 | 39.8827 | 39.8827 | 0 | 0 | 0 | 0 | 0 | 0 | 0
2014-12-25 20:01 | 20 | 8.2% | 3.2704 | 3.2704 | 39.8827 | 39.8827 | 0 | 0 | 0 | 0 | 0 | 0 | 0
2014-12-25 21:01 | 21 | 6.56% | 2.6163 | 2.6163 | 39.8827 | 39.8827 | 0 | 0 | 0 | 0 | 0 | 0 | 0
2014-12-25 22:01 | 22 | 4.92% | 1.9622 | 1.9622 | 39.8827 | 39.8827 | 0 | 0 | 0 | 0 | 0 | 0 | 0
2014-12-25 23:01 | 23 | 3.28% | 1.3082 | 1.3082 | 39.8827 | 39.8827 | 0 | 0 | 0 | 0 | 0 | 0 | 0
2014-12-26 00:01 | 24 | 1.64% | 0.65408 | 0.65408 | 39.8827 | 39.8827 | 0 | 0 | 0 | 0 | 0 | 0 | 0
2014-12-26 01:01 | 1 | 1.64% | 0.65408 | 0.65408 | 39.8827 | 39.8827 | 0 | 0 | 0 | 0 | 0 | 0 | 0
2014-12-26 02:01 | 2 | 1.64% | 0.65408 | 0.65408 | 39.8827 | 39.8827 | 0 | 0 | 0 | 0 | 0 | 0 | 0
2014-12-26 03:01 | 3 | 1.64% | 0.65408 | 0.65408 | 39.8827 | 39.8827 | 0 | 0 | 0 | 0 | 0 | 0 | 0
2014-12-26 04:01 | 4 | 1.64% | 0.65408 | 0.65408 | 39.8827 | 39.8827 | 0 | 0 | 0 | 0 | 0 | 0 | 0
2014-12-26 05:01 | 5 | 1.64% | 0.65408 | 0.65408 | 39.8827 | 39.8827 | 0 | 0 | 0 | 0 | 0 | 0 | 0
2014-12-26 06:01 | 6 | 3.28% | 1.3082 | 1.3082 | 39.8827 | 39.8827 | 0 | 0 | 0 | 0 | 0 | 0 | 0
2014-12-26 07:01 | 7 | 4.92% | 1.9622 | 1.9622 | 39.8827 | 39.8827 | 0 | 0 | 0 | 0 | 0 | 0 | 0
2014-12-26 08:01 | 8 | 6.56% | 2.6163 | 2.6163 | 39.8827 | 39.8827 | 0 | 0 | 0 | 0 | 0 | 0 | 0
2014-12-26 09:01 | 9 | 6.56% | 2.6163 | 2.6163 | 39.8827 | 39.8827 | 0 | 0 | 0 | 0 | 0 | 0 | 0
2014-12-26 10:01 | 10 | 4.92% | 1.9622 | 1.9622 | 39.8827 | 39.8827 | 0.0030637 | 0.0073529 | 0.0073529 | 0.0073529 | 0.0073529 | 0 | 0
2014-12-26 11:01 | 11 | 3.28% | 1.3082 | 1.3082 | 39.8827 | 39.8827 | 0.020221 | 0.048529 | 0.048529 | 0.048529 | 0.048529 | 0 | 0
2014-12-26 12:01 | 12 | 3.28% | 1.3082 | 1.3082 | 39.8827 | 39.8827 | 0.050245 | 0.12059 | 0.12059 | 0.12059 | 0.12059 | 0 | 0
2014-12-26 13:01 | 13 | 3.28% | 1.3082 | 1.3082 | 39.8827 | 39.8827 | 0.063113 | 0.15147 | 0.15147 | 0.15147 | 0.15147 | 0 | 0
2014-12-26 14:01 | 14 | 3.28% | 1.3082 | 1.3082 | 39.8827 | 39.8827 | 0.019608 | 0.047059 | 0.047059 | 0.047059 | 0.047059 | 0 | 0
2014-12-26 15:01 | 15 | 3.28% | 1.3082 | 1.3082 | 39.8827 | 39.8827 | 0.002451 | 0.0058824 | 0.0058824 | 0.0058824 | 0.0058824 | 0 | 0
2014-12-26 16:01 | 16 | 3.28% | 1.3082 | 1.3082 | 39.8827 | 39.8827 | 0 | 0 | 0 | 0 | 0 | 0 | 0
2014-12-26 17:01 | 17 | 4.92% | 1.9622 | 1.9622 | 39.8827 | 39.8827 | 0 | 0 | 0 | 0 | 0 | 0 | 0
2014-12-26 18:01 | 18 | 6.56% | 2.6163 | 2.6163 | 39.8827 | 39.8827 | 0 | 0 | 0 | 0 | 0 | 0 | 0
2014-12-26 19:01 | 19 | 9.84% | 3.9245 | 3.9245 | 39.8827 | 39.8827 | 0 | 0 | 0 | 0 | 0 | 0 | 0
2014-12-26 20:01 | 20 | 8.2% | 3.2704 | 3.2704 | 39.8827 | 39.8827 | 0 | 0 | 0 | 0 | 0 | 0 | 0
2014-12-26 21:01 | 21 | 6.56% | 2.6163 | 2.6163 | 39.8827 | 39.8827 | 0 | 0 | 0 | 0 | 0 | 0 | 0
2014-12-26 22:01 | 22 | 4.92% | 1.9622 | 1.9622 | 39.8827 | 39.8827 | 0 | 0 | 0 | 0 | 0 | 0 | 0
2014-12-26 23:01 | 23 | 3.28% | 1.3082 | 1.3082 | 39.8827 | 39.8827 | 0 | 0 | 0 | 0 | 0 | 0 | 0
2014-12-27 00:01 | 24 | 1.64% | 0.65408 | 0.65408 | 39.8827 | 39.8827 | 0 | 0 | 0 | 0 | 0 | 0 | 0
2014-12-27 01:01 | 1 | 1.64% | 0.65408 | 0.65408 | 39.8827 | 39.8827 | 0 | 0 | 0 | 0 | 0 | 0 | 0
2014-12-27 02:01 | 2 | 1.64% | 0.65408 | 0.65408 | 39.8827 | 39.8827 | 0 | 0 | 0 | 0 | 0 | 0 | 0
2014-12-27 03:01 | 3 | 1.64% | 0.65408 | 0.65408 | 39.8827 | 39.8827 | 0 | 0 | 0 | 0 | 0 | 0 | 0
2014-12-27 04:01 | 4 | 1.64% | 0.65408 | 0.65408 | 39.8827 | 39.8827 | 0 | 0 | 0 | 0 | 0 | 0 | 0
2014-12-27 05:01 | 5 | 1.64% | 0.65408 | 0.65408 | 39.8827 | 39.8827 | 0 | 0 | 0 | 0 | 0 | 0 | 0
2014-12-27 06:01 | 6 | 3.28% | 1.3082 | 1.3082 | 39.8827 | 39.8827 | 0 | 0 | 0 | 0 | 0 | 0 | 0
2014-12-27 07:01 | 7 | 4.92% | 1.9622 | 1.9622 | 39.8827 | 39.8827 | 0 | 0 | 0 | 0 | 0 | 0 | 0
2014-12-27 08:01 | 8 | 6.56% | 2.6163 | 2.6163 | 39.8827 | 39.8827 | 0 | 0 | 0 | 0 | 0 | 0 | 0
2014-12-27 09:01 | 9 | 6.56% | 2.6163 | 2.6163 | 39.8827 | 39.8827 | 0 | 0 | 0 | 0 | 0 | 0 | 0
2014-12-27 10:01 | 10 | 4.92% | 1.9622 | 1.9622 | 39.8827 | 39.8827 | 0.00061275 | 0.0014706 | 0.0014706 | 0.0014706 | 0.0014706 | 0 | 0
2014-12-27 11:01 | 11 | 3.28% | 1.3082 | 1.3082 | 39.8827 | 39.8827 | 0.0061275 | 0.014706 | 0.014706 | 0.014706 | 0.014706 | 0 | 0
2014-12-27 12:01 | 12 | 3.28% | 1.3082 | 1.3082 | 39.8827 | 39.8827 | 0.025735 | 0.061765 | 0.061765 | 0.061765 | 0.061765 | 0 | 0
2014-12-27 13:01 | 13 | 3.28% | 1.3082 | 1.3082 | 39.8827 | 39.8827 | 0.020221 | 0.048529 | 0.048529 | 0.048529 | 0.048529 | 0 | 0
2014-12-27 14:01 | 14 | 3.28% | 1.3082 | 1.3082 | 39.8827 | 39.8827 | 0.016544 | 0.039706 | 0.039706 | 0.039706 | 0.039706 | 0 | 0
2014-12-27 15:01 | 15 | 3.28% | 1.3082 | 1.3082 | 39.8827 | 39.8827 | 0.015319 | 0.036765 | 0.036765 | 0.036765 | 0.036765 | 0 | 0
2014-12-27 16:01 | 16 | 3.28% | 1.3082 | 1.3082 | 39.8827 | 39.8827 | 0.00061275 | 0.0014706 | 0.0014706 | 0.0014706 | 0.0014706 | 0 | 0
2014-12-27 17:01 | 17 | 4.92% | 1.9622 | 1.9622 | 39.8827 | 39.8827 | 0 | 0 | 0 | 0 | 0 | 0 | 0
2014-12-27 18:01 | 18 | 6.56% | 2.6163 | 2.6163 | 39.8827 | 39.8827 | 0 | 0 | 0 | 0 | 0 | 0 | 0
2014-12-27 19:01 | 19 | 9.84% | 3.9245 | 3.9245 | 39.8827 | 39.8827 | 0 | 0 | 0 | 0 | 0 | 0 | 0
2014-12-27 20:01 | 20 | 8.2% | 3.2704 | 3.2704 | 39.8827 | 39.8827 | 0 | 0 | 0 | 0 | 0 | 0 | 0
2014-12-27 21:01 | 21 | 6.56% | 2.6163 | 2.6163 | 39.8827 | 39.8827 | 0 | 0 | 0 | 0 | 0 | 0 | 0
2014-12-27 22:01 | 22 | 4.92% | 1.9622 | 1.9622 | 39.8827 | 39.8827 | 0 | 0 | 0 | 0 | 0 | 0 | 0
2014-12-27 23:01 | 23 | 3.28% | 1.3082 | 1.3082 | 39.8827 | 39.8827 | 0 | 0 | 0 | 0 | 0 | 0 | 0
2014-12-28 00:01 | 24 | 1.64% | 0.65408 | 0.65408 | 39.8827 | 39.8827 | 0 | 0 | 0 | 0 | 0 | 0 | 0
2014-12-28 01:01 | 1 | 1.64% | 0.65408 | 0.65408 | 39.8827 | 39.8827 | 0 | 0 | 0 | 0 | 0 | 0 | 0
2014-12-28 02:01 | 2 | 1.64% | 0.65408 | 0.65408 | 39.8827 | 39.8827 | 0 | 0 | 0 | 0 | 0 | 0 | 0
2014-12-28 03:01 | 3 | 1.64% | 0.65408 | 0.65408 | 39.8827 | 39.8827 | 0 | 0 | 0 | 0 | 0 | 0 | 0
2014-12-28 04:01 | 4 | 1.64% | 0.65408 | 0.65408 | 39.8827 | 39.8827 | 0 | 0 | 0 | 0 | 0 | 0 | 0
2014-12-28 05:01 | 5 | 1.64% | 0.65408 | 0.65408 | 39.8827 | 39.8827 | 0 | 0 | 0 | 0 | 0 | 0 | 0
2014-12-28 06:01 | 6 | 3.28% | 1.3082 | 1.3082 | 39.8827 | 39.8827 | 0 | 0 | 0 | 0 | 0 | 0 | 0
2014-12-28 07:01 | 7 | 4.92% | 1.9622 | 1.9622 | 39.8827 | 39.8827 | 0 | 0 | 0 | 0 | 0 | 0 | 0
2014-12-28 08:01 | 8 | 6.56% | 2.6163 | 2.6163 | 39.8827 | 39.8827 | 0 | 0 | 0 | 0 | 0 | 0 | 0
2014-12-28 09:01 | 9 | 6.56% | 2.6163 | 2.6163 | 39.8827 | 39.8827 | 0 | 0 | 0 | 0 | 0 | 0 | 0
2014-12-28 10:01 | 10 | 4.92% | 1.9622 | 1.9622 | 39.8827 | 39.8827 | 0.00061275 | 0.0014706 | 0.0014706 | 0.0014706 | 0.0014706 | 0 | 0
2014-12-28 11:01 | 11 | 3.28% | 1.3082 | 1.3082 | 39.8827 | 39.8827 | 0.010417 | 0.025 | 0.025 | 0.025 | 0.025 | 0 | 0
2014-12-28 12:01 | 12 | 3.28% | 1.3082 | 1.3082 | 39.8827 | 39.8827 | 0.039216 | 0.094118 | 0.094118 | 0.094118 | 0.094118 | 0 | 0
2014-12-28 13:01 | 13 | 3.28% | 1.3082 | 1.3082 | 39.8827 | 39.8827 | 0.035539 | 0.085294 | 0.085294 | 0.085294 | 0.085294 | 0 | 0
2014-12-28 14:01 | 14 | 3.28% | 1.3082 | 1.3082 | 39.8827 | 39.8827 | 0.010417 | 0.025 | 0.025 | 0.025 | 0.025 | 0 | 0
2014-12-28 15:01 | 15 | 3.28% | 1.3082 | 1.3082 | 39.8827 | 39.8827 | 0.0012255 | 0.0029412 | 0.0029412 | 0.0029412 | 0.0029412 | 0 | 0
2014-12-28 16:01 | 16 | 3.28% | 1.3082 | 1.3082 | 39.8827 | 39.8827 | 0 | 0 | 0 | 0 | 0 | 0 | 0
2014-12-28 17:01 | 17 | 4.92% | 1.9622 | 1.9622 | 39.8827 | 39.8827 | 0 | 0 | 0 | 0 | 0 | 0 | 0
2014-12-28 18:01 | 18 | 6.56% | 2.6163 | 2.6163 | 39.8827 | 39.8827 | 0 | 0 | 0 | 0 | 0 | 0 | 0
2014-12-28 19:01 | 19 | 9.84% | 3.9245 | 3.9245 | 39.8827 | 39.8827 | 0 | 0 | 0 | 0 | 0 | 0 | 0
2014-12-28 20:01 | 20 | 8.2% | 3.2704 | 3.2704 | 39.8827 | 39.8827 | 0 | 0 | 0 | 0 | 0 | 0 | 0
2014-12-28 21:01 | 21 | 6.56% | 2.6163 | 2.6163 | 39.8827 | 39.8827 | 0 | 0 | 0 | 0 | 0 | 0 | 0
2014-12-28 22:01 | 22 | 4.92% | 1.9622 | 1.9622 | 39.8827 | 39.8827 | 0 | 0 | 0 | 0 | 0 | 0 | 0
2014-12-28 23:01 | 23 | 3.28% | 1.3082 | 1.3082 | 39.8827 | 39.8827 | 0 | 0 | 0 | 0 | 0 | 0 | 0
2014-12-29 00:01 | 24 | 1.64% | 0.65408 | 0.65408 | 39.8827 | 39.8827 | 0 | 0 | 0 | 0 | 0 | 0 | 0
2014-12-29 01:01 | 1 | 1.64% | 0.65408 | 0.65408 | 39.8827 | 39.8827 | 0 | 0 | 0 | 0 | 0 | 0 | 0
2014-12-29 02:01 | 2 | 1.64% | 0.65408 | 0.65408 | 39.8827 | 39.8827 | 0 | 0 | 0 | 0 | 0 | 0 | 0
2014-12-29 03:01 | 3 | 1.64% | 0.65408 | 0.65408 | 39.8827 | 39.8827 | 0 | 0 | 0 | 0 | 0 | 0 | 0
2014-12-29 04:01 | 4 | 1.64% | 0.65408 | 0.65408 | 39.8827 | 39.8827 | 0 | 0 | 0 | 0 | 0 | 0 | 0
2014-12-29 05:01 | 5 | 1.64% | 0.65408 | 0.65408 | 39.8827 | 39.8827 | 0 | 0 | 0 | 0 | 0 | 0 | 0
2014-12-29 06:01 | 6 | 3.28% | 1.3082 | 1.3082 | 39.8827 | 39.8827 | 0 | 0 | 0 | 0 | 0 | 0 | 0
2014-12-29 07:01 | 7 | 4.92% | 1.9622 | 1.9622 | 39.8827 | 39.8827 | 0 | 0 | 0 | 0 | 0 | 0 | 0
2014-12-29 08:01 | 8 | 6.56% | 2.6163 | 2.6163 | 39.8827 | 39.8827 | 0 | 0 | 0 | 0 | 0 | 0 | 0
2014-12-29 09:01 | 9 | 6.56% | 2.6163 | 2.6163 | 39.8827 | 39.8827 | 0 | 0 | 0 | 0 | 0 | 0 | 0
2014-12-29 10:01 | 10 | 4.92% | 1.9622 | 1.9622 | 39.8827 | 39.8827 | 0.00061275 | 0.0014706 | 0.0014706 | 0.0014706 | 0.0014706 | 0 | 0
2014-12-29 11:01 | 11 | 3.28% | 1.3082 | 1.3082 | 39.8827 | 39.8827 | 0.0073529 | 0.017647 | 0.017647 | 0.017647 | 0.017647 | 0 | 0
2014-12-29 12:01 | 12 | 3.28% | 1.3082 | 1.3082 | 39.8827 | 39.8827 | 0.01777 | 0.042647 | 0.042647 | 0.042647 | 0.042647 | 0 | 0
2014-12-29 13:01 | 13 | 3.28% | 1.3082 | 1.3082 | 39.8827 | 39.8827 | 0.02451 | 0.058824 | 0.058824 | 0.058824 | 0.058824 | 0 | 0
2014-12-29 14:01 | 14 | 3.28% | 1.3082 | 1.3082 | 39.8827 | 39.8827 | 0.023284 | 0.055882 | 0.055882 | 0.055882 | 0.055882 | 0 | 0
2014-12-29 15:01 | 15 | 3.28% | 1.3082 | 1.3082 | 39.8827 | 39.8827 | 0.0079657 | 0.019118 | 0.019118 | 0.019118 | 0.019118 | 0 | 0
2014-12-29 16:01 | 16 | 3.28% | 1.3082 | 1.3082 | 39.8827 | 39.8827 | 0 | 0 | 0 | 0 | 0 | 0 | 0
2014-12-29 17:01 | 17 | 4.92% | 1.9622 | 1.9622 | 39.8827 | 39.8827 | 0 | 0 | 0 | 0 | 0 | 0 | 0
2014-12-29 18:01 | 18 | 6.56% | 2.6163 | 2.6163 | 39.8827 | 39.8827 | 0 | 0 | 0 | 0 | 0 | 0 | 0
2014-12-29 19:01 | 19 | 9.84% | 3.9245 | 3.9245 | 39.8827 | 39.8827 | 0 | 0 | 0 | 0 | 0 | 0 | 0
2014-12-29 20:01 | 20 | 8.2% | 3.2704 | 3.2704 | 39.8827 | 39.8827 | 0 | 0 | 0 | 0 | 0 | 0 | 0
2014-12-29 21:01 | 21 | 6.56% | 2.6163 | 2.6163 | 39.8827 | 39.8827 | 0 | 0 | 0 | 0 | 0 | 0 | 0
2014-12-29 22:01 | 22 | 4.92% | 1.9622 | 1.9622 | 39.8827 | 39.8827 | 0 | 0 | 0 | 0 | 0 | 0 | 0
2014-12-29 23:01 | 23 | 3.28% | 1.3082 | 1.3082 | 39.8827 | 39.8827 | 0 | 0 | 0 | 0 | 0 | 0 | 0
2014-12-30 00:01 | 24 | 1.64% | 0.65408 | 0.65408 | 39.8827 | 39.8827 | 0 | 0 | 0 | 0 | 0 | 0 | 0
2014-12-30 01:01 | 1 | 1.64% | 0.65408 | 0.65408 | 39.8827 | 39.8827 | 0 | 0 | 0 | 0 | 0 | 0 | 0
2014-12-30 02:01 | 2 | 1.64% | 0.65408 | 0.65408 | 39.8827 | 39.8827 | 0 | 0 | 0 | 0 | 0 | 0 | 0
2014-12-30 03:01 | 3 | 1.64% | 0.65408 | 0.65408 | 39.8827 | 39.8827 | 0 | 0 | 0 | 0 | 0 | 0 | 0
2014-12-30 04:01 | 4 | 1.64% | 0.65408 | 0.65408 | 39.8827 | 39.8827 | 0 | 0 | 0 | 0 | 0 | 0 | 0
2014-12-30 05:01 | 5 | 1.64% | 0.65408 | 0.65408 | 39.8827 | 39.8827 | 0 | 0 | 0 | 0 | 0 | 0 | 0
2014-12-30 06:01 | 6 | 3.28% | 1.3082 | 1.3082 | 39.8827 | 39.8827 | 0 | 0 | 0 | 0 | 0 | 0 | 0
2014-12-30 07:01 | 7 | 4.92% | 1.9622 | 1.9622 | 39.8827 | 39.8827 | 0 | 0 | 0 | 0 | 0 | 0 | 0
2014-12-30 08:01 | 8 | 6.56% | 2.6163 | 2.6163 | 39.8827 | 39.8827 | 0 | 0 | 0 | 0 | 0 | 0 | 0
2014-12-30 09:01 | 9 | 6.56% | 2.6163 | 2.6163 | 39.8827 | 39.8827 | 0 | 0 | 0 | 0 | 0 | 0 | 0
2014-12-30 10:01 | 10 | 4.92% | 1.9622 | 1.9622 | 39.8827 | 39.8827 | 0.0042892 | 0.010294 | 0.010294 | 0.010294 | 0.010294 | 0 | 0
2014-12-30 11:01 | 11 | 3.28% | 1.3082 | 1.3082 | 39.8827 | 39.8827 | 0.029412 | 0.070588 | 0.070588 | 0.070588 | 0.070588 | 0 | 0
2014-12-30 12:01 | 12 | 3.28% | 1.3082 | 1.3082 | 39.8827 | 39.8827 | 0.080882 | 0.19412 | 0.19412 | 0.19412 | 0.19412 | 0 | 0
2014-12-30 13:01 | 13 | 3.28% | 1.3082 | 1.3082 | 39.8827 | 39.8827 | 0.077819 | 0.18676 | 0.18676 | 0.18676 | 0.18676 | 0 | 0
2014-12-30 14:01 | 14 | 3.28% | 1.3082 | 1.3082 | 39.8827 | 39.8827 | 0.033701 | 0.080882 | 0.080882 | 0.080882 | 0.080882 | 0 | 0
2014-12-30 15:01 | 15 | 3.28% | 1.3082 | 1.3082 | 39.8827 | 39.8827 | 0.0055147 | 0.013235 | 0.013235 | 0.013235 | 0.013235 | 0 | 0
2014-12-30 16:01 | 16 | 3.28% | 1.3082 | 1.3082 | 39.8827 | 39.8827 | 0 | 0 | 0 | 0 | 0 | 0 | 0
2014-12-30 17:01 | 17 | 4.92% | 1.9622 | 1.9622 | 39.8827 | 39.8827 | 0 | 0 | 0 | 0 | 0 | 0 | 0
2014-12-30 18:01 | 18 | 6.56% | 2.6163 | 2.6163 | 39.8827 | 39.8827 | 0 | 0 | 0 | 0 | 0 | 0 | 0
2014-12-30 19:01 | 19 | 9.84% | 3.9245 | 3.9245 | 39.8827 | 39.8827 | 0 | 0 | 0 | 0 | 0 | 0 | 0
2014-12-30 20:01 | 20 | 8.2% | 3.2704 | 3.2704 | 39.8827 | 39.8827 | 0 | 0 | 0 | 0 | 0 | 0 | 0
2014-12-30 21:01 | 21 | 6.56% | 2.6163 | 2.6163 | 39.8827 | 39.8827 | 0 | 0 | 0 | 0 | 0 | 0 | 0
2014-12-30 22:01 | 22 | 4.92% | 1.9622 | 1.9622 | 39.8827 | 39.8827 | 0 | 0 | 0 | 0 | 0 | 0 | 0
2014-12-30 23:01 | 23 | 3.28% | 1.3082 | 1.3082 | 39.8827 | 39.8827 | 0 | 0 | 0 | 0 | 0 | 0 | 0
2014-12-31 00:01 | 24 | 1.64% | 0.65408 | 0.65408 | 39.8827 | 39.8827 | 0 | 0 | 0 | 0 | 0 | 0 | 0
2014-12-31 01:01 | 1 | 1.64% | 0.65408 | 0.65408 | 39.8827 | 39.8827 | 0 | 0 | 0 | 0 | 0 | 0 | 0
2014-12-31 02:01 | 2 | 1.64% | 0.65408 | 0.65408 | 39.8827 | 39.8827 | 0 | 0 | 0 | 0 | 0 | 0 | 0
2014-12-31 03:01 | 3 | 1.64% | 0.65408 | 0.65408 | 39.8827 | 39.8827 | 0 | 0 | 0 | 0 | 0 | 0 | 0
2014-12-31 04:01 | 4 | 1.64% | 0.65408 | 0.65408 | 39.8827 | 39.8827 | 0 | 0 | 0 | 0 | 0 | 0 | 0
2014-12-31 05:01 | 5 | 1.64% | 0.65408 | 0.65408 | 39.8827 | 39.8827 | 0 | 0 | 0 | 0 | 0 | 0 | 0
2014-12-31 06:01 | 6 | 3.28% | 1.3082 | 1.3082 | 39.8827 | 39.8827 | 0 | 0 | 0 | 0 | 0 | 0 | 0
2014-12-31 07:01 | 7 | 4.92% | 1.9622 | 1.9622 | 39.8827 | 39.8827 | 0 | 0 | 0 | 0 | 0 | 0 | 0
2014-12-31 08:01 | 8 | 6.56% | 2.6163 | 2.6163 | 39.8827 | 39.8827 | 0 | 0 | 0 | 0 | 0 | 0 | 0
2014-12-31 09:01 | 9 | 6.56% | 2.6163 | 2.6163 | 39.8827 | 39.8827 | 0 | 0 | 0 | 0 | 0 | 0 | 0
2014-12-31 10:01 | 10 | 4.92% | 1.9622 | 1.9622 | 39.8827 | 39.8827 | 0.004902 | 0.011765 | 0.011765 | 0.011765 | 0.011765 | 0 | 0
2014-12-31 11:01 | 11 | 3.28% | 1.3082 | 1.3082 | 39.8827 | 39.8827 | 0.045956 | 0.11029 | 0.11029 | 0.11029 | 0.11029 | 0 | 0
2014-12-31 12:01 | 12 | 3.28% | 1.3082 | 1.3082 | 39.8827 | 39.8827 | 0.12806 | 0.30735 | 0.30735 | 0.30735 | 0.30735 | 0 | 0
2014-12-31 13:01 | 13 | 3.28% | 1.3082 | 1.3082 | 39.8827 | 39.8827 | 0.13419 | 0.32206 | 0.32206 | 0.32206 | 0.32206 | 0 | 0
2014-12-31 14:01 | 14 | 3.28% | 1.3082 | 1.3082 | 39.8827 | 39.8827 | 0.057598 | 0.13824 | 0.13824 | 0.13824 | 0.13824 | 0 | 0
2014-12-31 15:01 | 15 | 3.28% | 1.3082 | 1.3082 | 39.8827 | 39.8827 | 0.0042892 | 0.010294 | 0.010294 | 0.010294 | 0.010294 | 0 | 0
2014-12-31 16:01 | 16 | 3.28% | 1.3082 | 1.3082 | 39.8827 | 39.8827 | 0 | 0 | 0 | 0 | 0 | 0 | 0
2014-12-31 17:01 | 17 | 4.92% | 1.9622 | 1.9622 | 39.8827 | 39.8827 | 0 | 0 | 0 | 0 | 0 | 0 | 0
2014-12-31 18:01 | 18 | 6.56% | 2.6163 | 2.6163 | 39.8827 | 39.8827 | 0 | 0 | 0 | 0 | 0 | 0 | 0
2014-12-31 19:01 | 19 | 9.84% | 3.9245 | 3.9245 | 39.8827 | 39.8827 | 0 | 0 | 0 | 0 | 0 | 0 | 0
2014-12-31 20:01 | 20 | 8.2% | 3.2704 | 3.2704 | 39.8827 | 39.8827 | 0 | 0 | 0 | 0 | 0 | 0 | 0
2014-12-31 21:01 | 21 | 6.56% | 2.6163 | 2.6163 | 39.8827 | 39.8827 | 0 | 0 | 0 | 0 | 0 | 0 | 0
2014-12-31 22:01 | 22 | 4.92% | 1.9622 | 1.9622 | 39.8827 | 39.8827 | 0 | 0 | 0 | 0 | 0 | 0 | 0
2014-12-31 23:01 | 23 | 3.28% | 1.3082 | 1.3082 | 39.8827 | 39.8827 | 0 | 0 | 0 | 0 | 0 | 0 | 0
|  |  | 10203.4259 | 10203.4283 |  |  | 1082.4349 | 2597.8438 | 2597.8438 | 1920.4052 |  | 677.4387

## Hourly Year data PV (hidden)
Average PV production from Main Admin Solar 4.08 kW system
Date/Time | Date (mm/dd/yy) | Time (24 hr) | 2009 | 2010 | 2011 | 2012 | 2013 | Average PV Production 2009-2013 (kWh) | Average PV Production 2009-2013 (kWh/kWp)
2014-01-01 01:00 | 2009-01-01 | 49:00 | 0 | 0 | 0 | 0 | 0 | 0 | 0
2014-01-01 02:00 | 2009-01-01 | 50:00 | 0 | 0 | 0 | 0 | 0 | 0 | 0
2014-01-01 03:00 | 2009-01-01 | 51:00 | 0 | 0 | 0 | 0 | 0 | 0 | 0
2014-01-01 04:00 | 2009-01-01 | 52:00 | 0 | 0 | 0 | 0 | 0 | 0 | 0
2014-01-01 05:00 | 2009-01-01 | 53:00 | 0 | 0 | 0 | 0 | 0 | 0 | 0
2014-01-01 06:00 | 2009-01-01 | 54:00 | 0 | 0 | 0 | 0 | 0 | 0 | 0
2014-01-01 07:00 | 2009-01-01 | 55:00 | 0 | 0 | 0 | 0 | 0 | 0 | 0
2014-01-01 08:00 | 2009-01-01 | 56:00 | 0 | 0 | 0 | 0 | 0 | 0 | 0
2014-01-01 09:00 | 2009-01-01 | 57:00 | 0 | 0 | 0 | 0 | 0 | 0 | 0
2014-01-01 10:00 | 2009-01-01 | 58:00 | 0 | 0 | 0 | 0 | 0 | 0 | 0
2014-01-01 11:00 | 2009-01-01 | 59:00 | 0.11 | 0.05 | 0.01 | 0 | 0.02 | 0.038 | 0.0093137
2014-01-01 12:00 | 2009-01-01 | 60:00 | 0.28 | 0.12 | 0.11 | 0.01 | 0.04 | 0.112 | 0.027451
2014-01-01 13:00 | 2009-01-01 | 61:00 | 0.17 | 0.11 | 0.48 | 0 | 0.09 | 0.17 | 0.041667
2014-01-01 14:00 | 2009-01-01 | 62:00 | 0.1 | 0.09 | 0.65 | 0 | 0.07 | 0.182 | 0.044608
2014-01-01 15:00 | 2009-01-01 | 63:00 | 0 | 0.03 | 0.31 | 0 | 0.02 | 0.072 | 0.017647
2014-01-01 16:00 | 2009-01-01 | 64:00 | 0 | 0 | 0.01 | 0 | 0 | 0.002 | 0.0004902
2014-01-01 17:00 | 2009-01-01 | 65:00 | 0 | 0 | 0 | 0 | 0 | 0 | 0
2014-01-01 18:00 | 2009-01-01 | 66:00 | 0 | 0 | 0 | 0 | 0 | 0 | 0
2014-01-01 19:00 | 2009-01-01 | 67:00 | 0 | 0 | 0 | 0 | 0 | 0 | 0
2014-01-01 20:00 | 2009-01-01 | 68:00 | 0 | 0 | 0 | 0 | 0 | 0 | 0
2014-01-01 21:00 | 2009-01-01 | 69:00 | 0 | 0 | 0 | 0 | 0 | 0 | 0
2014-01-01 22:00 | 2009-01-01 | 70:00 | 0 | 0 | 0 | 0 | 0 | 0 | 0
2014-01-01 23:00 | 2009-01-01 | 71:00 | 0 | 0 | 0 | 0 | 0 | 0 | 0
2014-01-02 | 2009-01-01 | 72:00 | 0 | 0 | 0 | 0 | 0 | 0 | 0
2014-01-02 01:00 | 2009-01-02 | 73:00 | 0 | 0 | 0 | 0 | 0 | 0 | 0
2014-01-02 02:00 | 2009-01-02 | 74:00 | 0 | 0 | 0 | 0 | 0 | 0 | 0
2014-01-02 03:00 | 2009-01-02 | 75:00 | 0 | 0 | 0 | 0 | 0 | 0 | 0
2014-01-02 04:00 | 2009-01-02 | 76:00 | 0 | 0 | 0 | 0 | 0 | 0 | 0
2014-01-02 05:00 | 2009-01-02 | 77:00 | 0 | 0 | 0 | 0 | 0 | 0 | 0
2014-01-02 06:00 | 2009-01-02 | 78:00 | 0 | 0 | 0 | 0 | 0 | 0 | 0
2014-01-02 07:00 | 2009-01-02 | 79:00 | 0 | 0 | 0 | 0 | 0 | 0 | 0
2014-01-02 08:00 | 2009-01-02 | 80:00 | 0 | 0 | 0 | 0 | 0 | 0 | 0
2014-01-02 09:00 | 2009-01-02 | 81:00 | 0 | 0 | 0 | 0 | 0 | 0 | 0
2014-01-02 10:00 | 2009-01-02 | 82:00 | 0 | 0 | 0 | 0.04 | 0.01 | 0.01 | 0.002451
2014-01-02 11:00 | 2009-01-02 | 83:00 | 0 | 0.04 | 0 | 0.56 | 0.25 | 0.17 | 0.041667
2014-01-02 12:00 | 2009-01-02 | 84:00 | 0.01 | 0.08 | 0.02 | 1.59 | 0.77 | 0.494 | 0.12108
2014-01-02 13:00 | 2009-01-02 | 85:00 | 0.01 | 0.13 | 0.03 | 1.53 | 0.82 | 0.504 | 0.12353
2014-01-02 14:00 | 2009-01-02 | 86:00 | 0.12 | 0.08 | 0.02 | 0.58 | 0.34 | 0.228 | 0.055882
2014-01-02 15:00 | 2009-01-02 | 87:00 | 0.03 | 0.03 | 0.01 | 0.03 | 0.02 | 0.024 | 0.0058824
2014-01-02 16:00 | 2009-01-02 | 88:00 | 0 | 0 | 0 | 0 | 0 | 0 | 0
2014-01-02 17:00 | 2009-01-02 | 89:00 | 0 | 0 | 0 | 0 | 0 | 0 | 0
2014-01-02 18:00 | 2009-01-02 | 90:00 | 0 | 0 | 0 | 0 | 0 | 0 | 0
2014-01-02 19:00 | 2009-01-02 | 91:00 | 0 | 0 | 0 | 0 | 0 | 0 | 0
2014-01-02 20:00 | 2009-01-02 | 92:00 | 0 | 0 | 0 | 0 | 0 | 0 | 0
2014-01-02 21:00 | 2009-01-02 | 93:00 | 0 | 0 | 0 | 0 | 0 | 0 | 0
2014-01-02 22:00 | 2009-01-02 | 94:00 | 0 | 0 | 0 | 0 | 0 | 0 | 0
2014-01-02 23:00 | 2009-01-02 | 95:00 | 0 | 0 | 0 | 0 | 0 | 0 | 0
2014-01-03 | 2009-01-02 | 96:00 | 0 | 0 | 0 | 0 | 0 | 0 | 0
2014-01-03 01:00 | 2009-01-03 | 97:00 | 0 | 0 | 0 | 0 | 0 | 0 | 0
2014-01-03 02:00 | 2009-01-03 | 98:00 | 0 | 0 | 0 | 0 | 0 | 0 | 0
2014-01-03 03:00 | 2009-01-03 | 99:00 | 0 | 0 | 0 | 0 | 0 | 0 | 0
2014-01-03 04:00 | 2009-01-03 | 100:00 | 0 | 0 | 0 | 0 | 0 | 0 | 0
2014-01-03 05:00 | 2009-01-03 | 101:00 | 0 | 0 | 0 | 0 | 0 | 0 | 0
2014-01-03 06:00 | 2009-01-03 | 102:00 | 0 | 0 | 0 | 0 | 0 | 0 | 0
2014-01-03 07:00 | 2009-01-03 | 103:00 | 0 | 0 | 0 | 0 | 0 | 0 | 0
2014-01-03 08:00 | 2009-01-03 | 104:00 | 0 | 0 | 0 | 0 | 0 | 0 | 0
2014-01-03 09:00 | 2009-01-03 | 105:00 | 0 | 0 | 0 | 0 | 0 | 0 | 0
2014-01-03 10:00 | 2009-01-03 | 106:00 | 0 | 0.01 | 0 | 0.03 | 0.03 | 0.014 | 0.0034314
2014-01-03 11:00 | 2009-01-03 | 107:00 | 0.06 | 0.07 | 0.01 | 0.34 | 0.19 | 0.134 | 0.032843
2014-01-03 12:00 | 2009-01-03 | 108:00 | 0.13 | 0.14 | 0.12 | 0.51 | 0.31 | 0.242 | 0.059314
2014-01-03 13:00 | 2009-01-03 | 109:00 | 0.04 | 0.48 | 0.21 | 0.4 | 0.24 | 0.274 | 0.067157
2014-01-03 14:00 | 2009-01-03 | 110:00 | 0.05 | 0.29 | 0.06 | 0.1 | 0.14 | 0.128 | 0.031373
2014-01-03 15:00 | 2009-01-03 | 111:00 | 0 | 0.04 | 0.02 | 0.01 | 0.02 | 0.018 | 0.0044118
2014-01-03 16:00 | 2009-01-03 | 112:00 | 0 | 0 | 0 | 0 | 0 | 0 | 0
2014-01-03 17:00 | 2009-01-03 | 113:00 | 0 | 0 | 0 | 0 | 0 | 0 | 0
2014-01-03 18:00 | 2009-01-03 | 114:00 | 0 | 0 | 0 | 0 | 0 | 0 | 0
2014-01-03 19:00 | 2009-01-03 | 115:00 | 0 | 0 | 0 | 0 | 0 | 0 | 0
2014-01-03 20:00 | 2009-01-03 | 116:00 | 0 | 0 | 0 | 0 | 0 | 0 | 0
2014-01-03 21:00 | 2009-01-03 | 117:00 | 0 | 0 | 0 | 0 | 0 | 0 | 0
2014-01-03 22:00 | 2009-01-03 | 118:00 | 0 | 0 | 0 | 0 | 0 | 0 | 0
2014-01-03 23:00 | 2009-01-03 | 119:00 | 0 | 0 | 0 | 0 | 0 | 0 | 0
2014-01-04 | 2009-01-03 | 120:00 | 0 | 0 | 0 | 0 | 0 | 0 | 0
2014-01-04 01:00 | 2009-01-04 | 121:00 | 0 | 0 | 0 | 0 | 0 | 0 | 0
2014-01-04 02:00 | 2009-01-04 | 122:00 | 0 | 0 | 0 | 0 | 0 | 0 | 0
2014-01-04 03:00 | 2009-01-04 | 123:00 | 0 | 0 | 0 | 0 | 0 | 0 | 0
2014-01-04 04:00 | 2009-01-04 | 124:00 | 0 | 0 | 0 | 0 | 0 | 0 | 0
2014-01-04 05:00 | 2009-01-04 | 125:00 | 0 | 0 | 0 | 0 | 0 | 0 | 0
2014-01-04 06:00 | 2009-01-04 | 126:00 | 0 | 0 | 0 | 0 | 0 | 0 | 0
2014-01-04 07:00 | 2009-01-04 | 127:00 | 0 | 0 | 0 | 0 | 0 | 0 | 0
2014-01-04 08:00 | 2009-01-04 | 128:00 | 0 | 0 | 0 | 0 | 0 | 0 | 0
2014-01-04 09:00 | 2009-01-04 | 129:00 | 0 | 0 | 0 | 0 | 0 | 0 | 0
2014-01-04 10:00 | 2009-01-04 | 130:00 | 0 | 0.09 | 0 | 0 | 0.04 | 0.026 | 0.0063725
2014-01-04 11:00 | 2009-01-04 | 131:00 | 0 | 0.53 | 0.02 | 0 | 0.36 | 0.182 | 0.044608
2014-01-04 12:00 | 2009-01-04 | 132:00 | 0 | 1.53 | 0.66 | 0 | 0.82 | 0.602 | 0.14755
2014-01-04 13:00 | 2009-01-04 | 133:00 | 0 | 1.21 | 1.8 | 0 | 0.9 | 0.782 | 0.19167
2014-01-04 14:00 | 2009-01-04 | 134:00 | 0 | 0.34 | 0.98 | 0.01 | 0.4 | 0.346 | 0.084804
2014-01-04 15:00 | 2009-01-04 | 135:00 | 0 | 0.03 | 0.11 | 0 | 0.02 | 0.032 | 0.0078431
2014-01-04 16:00 | 2009-01-04 | 136:00 | 0 | 0 | 0.03 | 0 | 0 | 0.006 | 0.0014706
2014-01-04 17:00 | 2009-01-04 | 137:00 | 0 | 0 | 0 | 0 | 0 | 0 | 0
2014-01-04 18:00 | 2009-01-04 | 138:00 | 0 | 0 | 0 | 0 | 0 | 0 | 0
2014-01-04 19:00 | 2009-01-04 | 139:00 | 0 | 0 | 0 | 0 | 0 | 0 | 0
2014-01-04 20:00 | 2009-01-04 | 140:00 | 0 | 0 | 0 | 0 | 0 | 0 | 0
2014-01-04 21:00 | 2009-01-04 | 141:00 | 0 | 0 | 0 | 0 | 0 | 0 | 0
2014-01-04 22:00 | 2009-01-04 | 142:00 | 0 | 0 | 0 | 0 | 0 | 0 | 0
2014-01-04 23:00 | 2009-01-04 | 143:00 | 0 | 0 | 0 | 0 | 0 | 0 | 0
2014-01-05 | 2009-01-04 | 144:00 | 0 | 0 | 0 | 0 | 0 | 0 | 0
2014-01-05 01:00 | 2009-01-05 | 145:00 | 0 | 0 | 0 | 0 | 0 | 0 | 0
2014-01-05 02:00 | 2009-01-05 | 146:00 | 0 | 0 | 0 | 0 | 0 | 0 | 0
2014-01-05 03:00 | 2009-01-05 | 147:00 | 0 | 0 | 0 | 0 | 0 | 0 | 0
2014-01-05 04:00 | 2009-01-05 | 148:00 | 0 | 0 | 0 | 0 | 0 | 0 | 0
2014-01-05 05:00 | 2009-01-05 | 149:00 | 0 | 0 | 0 | 0 | 0 | 0 | 0
2014-01-05 06:00 | 2009-01-05 | 150:00 | 0 | 0 | 0 | 0 | 0 | 0 | 0
2014-01-05 07:00 | 2009-01-05 | 151:00 | 0 | 0 | 0 | 0 | 0 | 0 | 0
2014-01-05 08:00 | 2009-01-05 | 152:00 | 0 | 0 | 0 | 0 | 0 | 0 | 0
2014-01-05 09:00 | 2009-01-05 | 153:00 | 0 | 0 | 0 | 0 | 0 | 0 | 0
2014-01-05 10:00 | 2009-01-05 | 154:00 | 0.02 | 0.06 | 0 | 0.06 | 0.02 | 0.032 | 0.0078431
2014-01-05 11:00 | 2009-01-05 | 155:00 | 0.08 | 0.2 | 0.01 | 0.48 | 0.48 | 0.25 | 0.061275
2014-01-05 12:00 | 2009-01-05 | 156:00 | 0.27 | 0.67 | 0.08 | 1.33 | 0.51 | 0.572 | 0.1402
2014-01-05 13:00 | 2009-01-05 | 157:00 | 0.06 | 0.67 | 0.14 | 0.54 | 0.26 | 0.334 | 0.081863
2014-01-05 14:00 | 2009-01-05 | 158:00 | 0.04 | 0.24 | 0.12 | 0.05 | 0.13 | 0.116 | 0.028431
2014-01-05 15:00 | 2009-01-05 | 159:00 | 0.03 | 0.05 | 0.06 | 0.01 | 0.03 | 0.036 | 0.0088235
2014-01-05 16:00 | 2009-01-05 | 160:00 | 0 | 0 | 0.01 | 0 | 0 | 0.002 | 0.0004902
2014-01-05 17:00 | 2009-01-05 | 161:00 | 0 | 0 | 0 | 0 | 0 | 0 | 0
2014-01-05 18:00 | 2009-01-05 | 162:00 | 0 | 0 | 0 | 0 | 0 | 0 | 0
2014-01-05 19:00 | 2009-01-05 | 163:00 | 0 | 0 | 0 | 0 | 0 | 0 | 0
2014-01-05 20:00 | 2009-01-05 | 164:00 | 0 | 0 | 0 | 0 | 0 | 0 | 0
2014-01-05 21:00 | 2009-01-05 | 165:00 | 0 | 0 | 0 | 0 | 0 | 0 | 0
2014-01-05 22:00 | 2009-01-05 | 166:00 | 0 | 0 | 0 | 0 | 0 | 0 | 0
2014-01-05 23:00 | 2009-01-05 | 167:00 | 0 | 0 | 0 | 0 | 0 | 0 | 0
2014-01-06 | 2009-01-05 | 168:00 | 0 | 0 | 0 | 0 | 0 | 0 | 0
2014-01-06 01:00 | 2009-01-06 | 169:00 | 0 | 0 | 0 | 0 | 0 | 0 | 0
2014-01-06 02:00 | 2009-01-06 | 170:00 | 0 | 0 | 0 | 0 | 0 | 0 | 0
2014-01-06 03:00 | 2009-01-06 | 171:00 | 0 | 0 | 0 | 0 | 0 | 0 | 0
2014-01-06 04:00 | 2009-01-06 | 172:00 | 0 | 0 | 0 | 0 | 0 | 0 | 0
2014-01-06 05:00 | 2009-01-06 | 173:00 | 0 | 0 | 0 | 0 | 0 | 0 | 0
2014-01-06 06:00 | 2009-01-06 | 174:00 | 0 | 0 | 0 | 0 | 0 | 0 | 0
2014-01-06 07:00 | 2009-01-06 | 175:00 | 0 | 0 | 0 | 0 | 0 | 0 | 0
2014-01-06 08:00 | 2009-01-06 | 176:00 | 0 | 0 | 0 | 0 | 0 | 0 | 0
2014-01-06 09:00 | 2009-01-06 | 177:00 | 0 | 0 | 0 | 0 | 0 | 0 | 0
2014-01-06 10:00 | 2009-01-06 | 178:00 | 0 | 0.15 | 0 | 0.01 | 0.05 | 0.042 | 0.010294
2014-01-06 11:00 | 2009-01-06 | 179:00 | 0.01 | 0.96 | 0.02 | 0.37 | 0.43 | 0.358 | 0.087745
2014-01-06 12:00 | 2009-01-06 | 180:00 | 0.07 | 2.05 | 0.33 | 1.18 | 0.9 | 0.906 | 0.22206
2014-01-06 13:00 | 2009-01-06 | 181:00 | 0.06 | 1 | 0.48 | 1.57 | 0.95 | 0.812 | 0.19902
2014-01-06 14:00 | 2009-01-06 | 182:00 | 0.05 | 0.77 | 0.8 | 0.69 | 0.42 | 0.546 | 0.13382
2014-01-06 15:00 | 2009-01-06 | 183:00 | 0.01 | 0.03 | 0.45 | 0.08 | 0.04 | 0.122 | 0.029902
2014-01-06 16:00 | 2009-01-06 | 184:00 | 0 | 0 | 0.06 | 0 | 0 | 0.012 | 0.0029412
2014-01-06 17:00 | 2009-01-06 | 185:00 | 0 | 0 | 0 | 0 | 0 | 0 | 0
2014-01-06 18:00 | 2009-01-06 | 186:00 | 0 | 0 | 0 | 0 | 0 | 0 | 0
2014-01-06 19:00 | 2009-01-06 | 187:00 | 0 | 0 | 0 | 0 | 0 | 0 | 0
2014-01-06 20:00 | 2009-01-06 | 188:00 | 0 | 0 | 0 | 0 | 0 | 0 | 0
2014-01-06 21:00 | 2009-01-06 | 189:00 | 0 | 0 | 0 | 0 | 0 | 0 | 0
2014-01-06 22:00 | 2009-01-06 | 190:00 | 0 | 0 | 0 | 0 | 0 | 0 | 0
2014-01-06 23:00 | 2009-01-06 | 191:00 | 0 | 0 | 0 | 0 | 0 | 0 | 0
2014-01-07 | 2009-01-06 | 192:00 | 0 | 0 | 0 | 0 | 0 | 0 | 0
2014-01-07 01:00 | 2009-01-07 | 193:00 | 0 | 0 | 0 | 0 | 0 | 0 | 0
2014-01-07 02:00 | 2009-01-07 | 194:00 | 0 | 0 | 0 | 0 | 0 | 0 | 0
2014-01-07 03:00 | 2009-01-07 | 195:00 | 0 | 0 | 0 | 0 | 0 | 0 | 0
2014-01-07 04:00 | 2009-01-07 | 196:00 | 0 | 0 | 0 | 0 | 0 | 0 | 0
2014-01-07 05:00 | 2009-01-07 | 197:00 | 0 | 0 | 0 | 0 | 0 | 0 | 0
2014-01-07 06:00 | 2009-01-07 | 198:00 | 0 | 0 | 0 | 0 | 0 | 0 | 0
2014-01-07 07:00 | 2009-01-07 | 199:00 | 0 | 0 | 0 | 0 | 0 | 0 | 0
2014-01-07 08:00 | 2009-01-07 | 200:00 | 0 | 0 | 0 | 0 | 0 | 0 | 0
2014-01-07 09:00 | 2009-01-07 | 201:00 | 0 | 0 | 0 | 0 | 0 | 0 | 0
2014-01-07 10:00 | 2009-01-07 | 202:00 | 0 | 0 | 0 | 0 | 0.01 | 0.002 | 0.0004902
2014-01-07 11:00 | 2009-01-07 | 203:00 | 0.02 | 0.15 | 0 | 0.05 | 0.08 | 0.06 | 0.014706
2014-01-07 12:00 | 2009-01-07 | 204:00 | 0.04 | 0.13 | 0.02 | 0.17 | 0.29 | 0.13 | 0.031863
2014-01-07 13:00 | 2009-01-07 | 205:00 | 0.06 | 0.34 | 0.05 | 0.13 | 0.84 | 0.284 | 0.069608
2014-01-07 14:00 | 2009-01-07 | 206:00 | 0.05 | 0.2 | 0.04 | 0.1 | 0.23 | 0.124 | 0.030392
2014-01-07 15:00 | 2009-01-07 | 207:00 | 0.01 | 0.08 | 0.04 | 0.03 | 0.04 | 0.04 | 0.0098039
2014-01-07 16:00 | 2009-01-07 | 208:00 | 0 | 0 | 0 | 0 | 0 | 0 | 0
2014-01-07 17:00 | 2009-01-07 | 209:00 | 0 | 0 | 0 | 0 | 0 | 0 | 0
2014-01-07 18:00 | 2009-01-07 | 210:00 | 0 | 0 | 0 | 0 | 0 | 0 | 0
2014-01-07 19:00 | 2009-01-07 | 211:00 | 0 | 0 | 0 | 0 | 0 | 0 | 0
2014-01-07 20:00 | 2009-01-07 | 212:00 | 0 | 0 | 0 | 0 | 0 | 0 | 0
2014-01-07 21:00 | 2009-01-07 | 213:00 | 0 | 0 | 0 | 0 | 0 | 0 | 0
2014-01-07 22:00 | 2009-01-07 | 214:00 | 0 | 0 | 0 | 0 | 0 | 0 | 0
2014-01-07 23:00 | 2009-01-07 | 215:00 | 0 | 0 | 0 | 0 | 0 | 0 | 0
2014-01-08 | 2009-01-07 | 216:00 | 0 | 0 | 0 | 0 | 0 | 0 | 0
2014-01-08 01:00 | 2009-01-08 | 217:00 | 0 | 0 | 0 | 0 | 0 | 0 | 0
2014-01-08 02:00 | 2009-01-08 | 218:00 | 0 | 0 | 0 | 0 | 0 | 0 | 0
2014-01-08 03:00 | 2009-01-08 | 219:00 | 0 | 0 | 0 | 0 | 0 | 0 | 0
2014-01-08 04:00 | 2009-01-08 | 220:00 | 0 | 0 | 0 | 0 | 0 | 0 | 0
2014-01-08 05:00 | 2009-01-08 | 221:00 | 0 | 0 | 0 | 0 | 0 | 0 | 0
2014-01-08 06:00 | 2009-01-08 | 222:00 | 0 | 0 | 0 | 0 | 0 | 0 | 0
2014-01-08 07:00 | 2009-01-08 | 223:00 | 0 | 0 | 0 | 0 | 0 | 0 | 0
2014-01-08 08:00 | 2009-01-08 | 224:00 | 0 | 0 | 0 | 0 | 0 | 0 | 0
2014-01-08 09:00 | 2009-01-08 | 225:00 | 0 | 0 | 0 | 0 | 0 | 0 | 0
2014-01-08 10:00 | 2009-01-08 | 226:00 | 0 | 0 | 0 | 0 | 0.03 | 0.006 | 0.0014706
2014-01-08 11:00 | 2009-01-08 | 227:00 | 0 | 0.02 | 0.04 | 0.03 | 0.19 | 0.056 | 0.013725
2014-01-08 12:00 | 2009-01-08 | 228:00 | 0 | 0.02 | 0.31 | 0.22 | 0.43 | 0.196 | 0.048039
2014-01-08 13:00 | 2009-01-08 | 229:00 | 0 | 0.01 | 0.84 | 1.1 | 0.58 | 0.506 | 0.12402
2014-01-08 14:00 | 2009-01-08 | 230:00 | 0 | 0 | 0.83 | 0.44 | 0.39 | 0.332 | 0.081373
2014-01-08 15:00 | 2009-01-08 | 231:00 | 0 | 0 | 0.43 | 0.03 | 0.06 | 0.104 | 0.02549
2014-01-08 16:00 | 2009-01-08 | 232:00 | 0 | 0 | 0.01 | 0 | 0 | 0.002 | 0.0004902
2014-01-08 17:00 | 2009-01-08 | 233:00 | 0 | 0 | 0 | 0 | 0 | 0 | 0
2014-01-08 18:00 | 2009-01-08 | 234:00 | 0 | 0 | 0 | 0 | 0 | 0 | 0
2014-01-08 19:00 | 2009-01-08 | 235:00 | 0 | 0 | 0 | 0 | 0 | 0 | 0
2014-01-08 20:00 | 2009-01-08 | 236:00 | 0 | 0 | 0 | 0 | 0 | 0 | 0
2014-01-08 21:00 | 2009-01-08 | 237:00 | 0 | 0 | 0 | 0 | 0 | 0 | 0
2014-01-08 22:00 | 2009-01-08 | 238:00 | 0 | 0 | 0 | 0 | 0 | 0 | 0
2014-01-08 23:00 | 2009-01-08 | 239:00 | 0 | 0 | 0 | 0 | 0 | 0 | 0
2014-01-09 | 2009-01-08 | 240:00 | 0 | 0 | 0 | 0 | 0 | 0 | 0
2014-01-09 01:00 | 2009-01-09 | 241:00 | 0 | 0 | 0 | 0 | 0 | 0 | 0
2014-01-09 02:00 | 2009-01-09 | 242:00 | 0 | 0 | 0 | 0 | 0 | 0 | 0
2014-01-09 03:00 | 2009-01-09 | 243:00 | 0 | 0 | 0 | 0 | 0 | 0 | 0
2014-01-09 04:00 | 2009-01-09 | 244:00 | 0 | 0 | 0 | 0 | 0 | 0 | 0
2014-01-09 05:00 | 2009-01-09 | 245:00 | 0 | 0 | 0 | 0 | 0 | 0 | 0
2014-01-09 06:00 | 2009-01-09 | 246:00 | 0 | 0 | 0 | 0 | 0 | 0 | 0
2014-01-09 07:00 | 2009-01-09 | 247:00 | 0 | 0 | 0 | 0 | 0 | 0 | 0
2014-01-09 08:00 | 2009-01-09 | 248:00 | 0 | 0 | 0 | 0 | 0 | 0 | 0
2014-01-09 09:00 | 2009-01-09 | 249:00 | 0 | 0 | 0 | 0 | 0 | 0 | 0
2014-01-09 10:00 | 2009-01-09 | 250:00 | 0 | 0 | 0 | 0.1 | 0.01 | 0.022 | 0.0053922
2014-01-09 11:00 | 2009-01-09 | 251:00 | 0 | 0.01 | 0.09 | 0.43 | 0.14 | 0.134 | 0.032843
2014-01-09 12:00 | 2009-01-09 | 252:00 | 0 | 0.03 | 0.35 | 0.28 | 0.21 | 0.174 | 0.042647
2014-01-09 13:00 | 2009-01-09 | 253:00 | 0 | 0.02 | 0.68 | 0.64 | 0.16 | 0.3 | 0.073529
2014-01-09 14:00 | 2009-01-09 | 254:00 | 0 | 0.01 | 0.24 | 0.18 | 0.1 | 0.106 | 0.02598
2014-01-09 15:00 | 2009-01-09 | 255:00 | 0 | 0 | 0.06 | 0.03 | 0.02 | 0.022 | 0.0053922
2014-01-09 16:00 | 2009-01-09 | 256:00 | 0 | 0 | 0.01 | 0 | 0 | 0.002 | 0.0004902
2014-01-09 17:00 | 2009-01-09 | 257:00 | 0 | 0 | 0 | 0 | 0 | 0 | 0
2014-01-09 18:00 | 2009-01-09 | 258:00 | 0 | 0 | 0 | 0 | 0 | 0 | 0
2014-01-09 19:00 | 2009-01-09 | 259:00 | 0 | 0 | 0 | 0 | 0 | 0 | 0
2014-01-09 20:00 | 2009-01-09 | 260:00 | 0 | 0 | 0 | 0 | 0 | 0 | 0
2014-01-09 21:00 | 2009-01-09 | 261:00 | 0 | 0 | 0 | 0 | 0 | 0 | 0
2014-01-09 22:00 | 2009-01-09 | 262:00 | 0 | 0 | 0 | 0 | 0 | 0 | 0
2014-01-09 23:00 | 2009-01-09 | 263:00 | 0 | 0 | 0 | 0 | 0 | 0 | 0
2014-01-10 | 2009-01-09 | 264:00 | 0 | 0 | 0 | 0 | 0 | 0 | 0
2014-01-10 01:00 | 2009-01-10 | 265:00 | 0 | 0 | 0 | 0 | 0 | 0 | 0
2014-01-10 02:00 | 2009-01-10 | 266:00 | 0 | 0 | 0 | 0 | 0 | 0 | 0
2014-01-10 03:00 | 2009-01-10 | 267:00 | 0 | 0 | 0 | 0 | 0 | 0 | 0
2014-01-10 04:00 | 2009-01-10 | 268:00 | 0 | 0 | 0 | 0 | 0 | 0 | 0
2014-01-10 05:00 | 2009-01-10 | 269:00 | 0 | 0 | 0 | 0 | 0 | 0 | 0
2014-01-10 06:00 | 2009-01-10 | 270:00 | 0 | 0 | 0 | 0 | 0 | 0 | 0
2014-01-10 07:00 | 2009-01-10 | 271:00 | 0 | 0 | 0 | 0 | 0 | 0 | 0
2014-01-10 08:00 | 2009-01-10 | 272:00 | 0 | 0 | 0 | 0 | 0 | 0 | 0
2014-01-10 09:00 | 2009-01-10 | 273:00 | 0 | 0 | 0 | 0 | 0 | 0 | 0
2014-01-10 10:00 | 2009-01-10 | 274:00 | 0 | 0 | 0 | 0.02 | 0.02 | 0.008 | 0.0019608
2014-01-10 11:00 | 2009-01-10 | 275:00 | 0 | 0 | 0 | 0.09 | 0.05 | 0.028 | 0.0068627
2014-01-10 12:00 | 2009-01-10 | 276:00 | 0 | 0 | 0.03 | 0.18 | 0.09 | 0.06 | 0.014706
2014-01-10 13:00 | 2009-01-10 | 277:00 | 0 | 0 | 0.04 | 0.19 | 0.05 | 0.056 | 0.013725
2014-01-10 14:00 | 2009-01-10 | 278:00 | 0 | 0 | 0.04 | 0.14 | 0.04 | 0.044 | 0.010784
2014-01-10 15:00 | 2009-01-10 | 279:00 | 0 | 0 | 0.02 | 0.1 | 0.01 | 0.026 | 0.0063725
2014-01-10 16:00 | 2009-01-10 | 280:00 | 0 | 0 | 0 | 0 | 0 | 0 | 0
2014-01-10 17:00 | 2009-01-10 | 281:00 | 0 | 0 | 0 | 0 | 0 | 0 | 0
2014-01-10 18:00 | 2009-01-10 | 282:00 | 0 | 0 | 0 | 0 | 0 | 0 | 0
2014-01-10 19:00 | 2009-01-10 | 283:00 | 0 | 0 | 0 | 0 | 0 | 0 | 0
2014-01-10 20:00 | 2009-01-10 | 284:00 | 0 | 0 | 0 | 0 | 0 | 0 | 0
2014-01-10 21:00 | 2009-01-10 | 285:00 | 0 | 0 | 0 | 0 | 0 | 0 | 0
2014-01-10 22:00 | 2009-01-10 | 286:00 | 0 | 0 | 0 | 0 | 0 | 0 | 0
2014-01-10 23:00 | 2009-01-10 | 287:00 | 0 | 0 | 0 | 0 | 0 | 0 | 0
2014-01-11 | 2009-01-10 | 288:00 | 0 | 0 | 0 | 0 | 0 | 0 | 0
2014-01-11 01:00 | 2009-01-11 | 289:00 | 0 | 0 | 0 | 0 | 0 | 0 | 0
2014-01-11 02:00 | 2009-01-11 | 290:00 | 0 | 0 | 0 | 0 | 0 | 0 | 0
2014-01-11 03:00 | 2009-01-11 | 291:00 | 0 | 0 | 0 | 0 | 0 | 0 | 0
2014-01-11 04:00 | 2009-01-11 | 292:00 | 0 | 0 | 0 | 0 | 0 | 0 | 0
2014-01-11 05:00 | 2009-01-11 | 293:00 | 0 | 0 | 0 | 0 | 0 | 0 | 0
2014-01-11 06:00 | 2009-01-11 | 294:00 | 0 | 0 | 0 | 0 | 0 | 0 | 0
2014-01-11 07:00 | 2009-01-11 | 295:00 | 0 | 0 | 0 | 0 | 0 | 0 | 0
2014-01-11 08:00 | 2009-01-11 | 296:00 | 0 | 0 | 0 | 0 | 0 | 0 | 0
2014-01-11 09:00 | 2009-01-11 | 297:00 | 0 | 0 | 0 | 0 | 0 | 0 | 0
2014-01-11 10:00 | 2009-01-11 | 298:00 | 0 | 0 | 0 | 0.01 | 0 | 0.002 | 0.0004902
2014-01-11 11:00 | 2009-01-11 | 299:00 | 0 | 0 | 0 | 0.12 | 0.04 | 0.032 | 0.0078431
2014-01-11 12:00 | 2009-01-11 | 300:00 | 0 | 0 | 0.02 | 0.1 | 0.08 | 0.04 | 0.0098039
2014-01-11 13:00 | 2009-01-11 | 301:00 | 0 | 0.04 | 0.03 | 1.11 | 0.18 | 0.272 | 0.066667
2014-01-11 14:00 | 2009-01-11 | 302:00 | 0 | 0.06 | 0.02 | 1 | 0.14 | 0.244 | 0.059804
2014-01-11 15:00 | 2009-01-11 | 303:00 | 0 | 0.01 | 0.01 | 0.09 | 0.05 | 0.032 | 0.0078431
2014-01-11 16:00 | 2009-01-11 | 304:00 | 0 | 0 | 0 | 0 | 0 | 0 | 0
2014-01-11 17:00 | 2009-01-11 | 305:00 | 0 | 0 | 0 | 0 | 0 | 0 | 0
2014-01-11 18:00 | 2009-01-11 | 306:00 | 0 | 0 | 0 | 0 | 0 | 0 | 0
2014-01-11 19:00 | 2009-01-11 | 307:00 | 0 | 0 | 0 | 0 | 0 | 0 | 0
2014-01-11 20:00 | 2009-01-11 | 308:00 | 0 | 0 | 0 | 0 | 0 | 0 | 0
2014-01-11 21:00 | 2009-01-11 | 309:00 | 0 | 0 | 0 | 0 | 0 | 0 | 0
2014-01-11 22:00 | 2009-01-11 | 310:00 | 0 | 0 | 0 | 0 | 0 | 0 | 0
2014-01-11 23:00 | 2009-01-11 | 311:00 | 0 | 0 | 0 | 0 | 0 | 0 | 0
2014-01-12 | 2009-01-11 | 312:00 | 0 | 0 | 0 | 0 | 0 | 0 | 0
2014-01-12 01:00 | 2009-01-12 | 313:00 | 0 | 0 | 0 | 0 | 0 | 0 | 0
2014-01-12 02:00 | 2009-01-12 | 314:00 | 0 | 0 | 0 | 0 | 0 | 0 | 0
2014-01-12 03:00 | 2009-01-12 | 315:00 | 0 | 0 | 0 | 0 | 0 | 0 | 0
2014-01-12 04:00 | 2009-01-12 | 316:00 | 0 | 0 | 0 | 0 | 0 | 0 | 0
2014-01-12 05:00 | 2009-01-12 | 317:00 | 0 | 0 | 0 | 0 | 0 | 0 | 0
2014-01-12 06:00 | 2009-01-12 | 318:00 | 0 | 0 | 0 | 0 | 0 | 0 | 0
2014-01-12 07:00 | 2009-01-12 | 319:00 | 0 | 0 | 0 | 0 | 0 | 0 | 0
2014-01-12 08:00 | 2009-01-12 | 320:00 | 0 | 0 | 0 | 0 | 0 | 0 | 0
2014-01-12 09:00 | 2009-01-12 | 321:00 | 0 | 0 | 0 | 0 | 0 | 0 | 0
2014-01-12 10:00 | 2009-01-12 | 322:00 | 0 | 0 | 0 | 0.03 | 0.03 | 0.012 | 0.0029412
2014-01-12 11:00 | 2009-01-12 | 323:00 | 0 | 0.01 | 0.02 | 0.12 | 0.1 | 0.05 | 0.012255
2014-01-12 12:00 | 2009-01-12 | 324:00 | 0 | 0.01 | 0.13 | 0.19 | 0.17 | 0.1 | 0.02451
2014-01-12 13:00 | 2009-01-12 | 325:00 | 0 | 0.02 | 0.14 | 0.09 | 0.25 | 0.1 | 0.02451
2014-01-12 14:00 | 2009-01-12 | 326:00 | 0 | 0.01 | 0.21 | 0.05 | 0.09 | 0.072 | 0.017647
2014-01-12 15:00 | 2009-01-12 | 327:00 | 0 | 0 | 0.09 | 0.01 | 0.03 | 0.026 | 0.0063725
2014-01-12 16:00 | 2009-01-12 | 328:00 | 0 | 0 | 0 | 0 | 0 | 0 | 0
2014-01-12 17:00 | 2009-01-12 | 329:00 | 0 | 0 | 0 | 0 | 0 | 0 | 0
2014-01-12 18:00 | 2009-01-12 | 330:00 | 0 | 0 | 0 | 0 | 0 | 0 | 0
2014-01-12 19:00 | 2009-01-12 | 331:00 | 0 | 0 | 0 | 0 | 0 | 0 | 0
2014-01-12 20:00 | 2009-01-12 | 332:00 | 0 | 0 | 0 | 0 | 0 | 0 | 0
2014-01-12 21:00 | 2009-01-12 | 333:00 | 0 | 0 | 0 | 0 | 0 | 0 | 0
2014-01-12 22:00 | 2009-01-12 | 334:00 | 0 | 0 | 0 | 0 | 0 | 0 | 0
2014-01-12 23:00 | 2009-01-12 | 335:00 | 0 | 0 | 0 | 0 | 0 | 0 | 0
2014-01-13 | 2009-01-12 | 336:00 | 0 | 0 | 0 | 0 | 0 | 0 | 0
2014-01-13 01:00 | 2009-01-13 | 337:00 | 0 | 0 | 0 | 0 | 0 | 0 | 0
2014-01-13 02:00 | 2009-01-13 | 338:00 | 0 | 0 | 0 | 0 | 0 | 0 | 0
2014-01-13 03:00 | 2009-01-13 | 339:00 | 0 | 0 | 0 | 0 | 0 | 0 | 0
2014-01-13 04:00 | 2009-01-13 | 340:00 | 0 | 0 | 0 | 0 | 0 | 0 | 0
2014-01-13 05:00 | 2009-01-13 | 341:00 | 0 | 0 | 0 | 0 | 0 | 0 | 0
2014-01-13 06:00 | 2009-01-13 | 342:00 | 0 | 0 | 0 | 0 | 0 | 0 | 0
2014-01-13 07:00 | 2009-01-13 | 343:00 | 0 | 0 | 0 | 0 | 0 | 0 | 0
2014-01-13 08:00 | 2009-01-13 | 344:00 | 0 | 0 | 0 | 0 | 0 | 0 | 0
2014-01-13 09:00 | 2009-01-13 | 345:00 | 0 | 0 | 0 | 0 | 0 | 0 | 0
2014-01-13 10:00 | 2009-01-13 | 346:00 | 0.02 | 0 | 0 | 0.18 | 0.01 | 0.042 | 0.010294
2014-01-13 11:00 | 2009-01-13 | 347:00 | 0.07 | 0.03 | 0 | 0.06 | 0.05 | 0.042 | 0.010294
2014-01-13 12:00 | 2009-01-13 | 348:00 | 0.17 | 0.04 | 0.1 | 0.02 | 0.1 | 0.086 | 0.021078
2014-01-13 13:00 | 2009-01-13 | 349:00 | 0.18 | 0.03 | 0.21 | 0 | 0.09 | 0.102 | 0.025
2014-01-13 14:00 | 2009-01-13 | 350:00 | 0.13 | 0.05 | 0.18 | 0 | 0.13 | 0.098 | 0.02402
2014-01-13 15:00 | 2009-01-13 | 351:00 | 0.04 | 0.03 | 0.14 | 0 | 0.04 | 0.05 | 0.012255
2014-01-13 16:00 | 2009-01-13 | 352:00 | 0 | 0 | 0.01 | 0 | 0 | 0.002 | 0.0004902
2014-01-13 17:00 | 2009-01-13 | 353:00 | 0 | 0 | 0 | 0 | 0 | 0 | 0
2014-01-13 18:00 | 2009-01-13 | 354:00 | 0 | 0 | 0 | 0 | 0 | 0 | 0
2014-01-13 19:00 | 2009-01-13 | 355:00 | 0 | 0 | 0 | 0 | 0 | 0 | 0
2014-01-13 20:00 | 2009-01-13 | 356:00 | 0 | 0 | 0 | 0 | 0 | 0 | 0
2014-01-13 21:00 | 2009-01-13 | 357:00 | 0 | 0 | 0 | 0 | 0 | 0 | 0
2014-01-13 22:00 | 2009-01-13 | 358:00 | 0 | 0 | 0 | 0 | 0 | 0 | 0
2014-01-13 23:00 | 2009-01-13 | 359:00 | 0 | 0 | 0 | 0 | 0 | 0 | 0
2014-01-14 | 2009-01-13 | 360:00 | 0 | 0 | 0 | 0 | 0 | 0 | 0
2014-01-14 01:00 | 2009-01-14 | 361:00 | 0 | 0 | 0 | 0 | 0 | 0 | 0
2014-01-14 02:00 | 2009-01-14 | 362:00 | 0 | 0 | 0 | 0 | 0 | 0 | 0
2014-01-14 03:00 | 2009-01-14 | 363:00 | 0 | 0 | 0 | 0 | 0 | 0 | 0
2014-01-14 04:00 | 2009-01-14 | 364:00 | 0 | 0 | 0 | 0 | 0 | 0 | 0
2014-01-14 05:00 | 2009-01-14 | 365:00 | 0 | 0 | 0 | 0 | 0 | 0 | 0
2014-01-14 06:00 | 2009-01-14 | 366:00 | 0 | 0 | 0 | 0 | 0 | 0 | 0
2014-01-14 07:00 | 2009-01-14 | 367:00 | 0 | 0 | 0 | 0 | 0 | 0 | 0
2014-01-14 08:00 | 2009-01-14 | 368:00 | 0 | 0 | 0 | 0 | 0 | 0 | 0
2014-01-14 09:00 | 2009-01-14 | 369:00 | 0 | 0 | 0 | 0 | 0 | 0 | 0
2014-01-14 10:00 | 2009-01-14 | 370:00 | 0 | 0 | 0 | 0 | 0.01 | 0.002 | 0.0004902
2014-01-14 11:00 | 2009-01-14 | 371:00 | 0.03 | 0.03 | 0 | 0 | 0.13 | 0.038 | 0.0093137
2014-01-14 12:00 | 2009-01-14 | 372:00 | 0.08 | 0.09 | 0.01 | 0 | 0.19 | 0.074 | 0.018137
2014-01-14 13:00 | 2009-01-14 | 373:00 | 0.19 | 0.14 | 0.02 | 0 | 0.47 | 0.164 | 0.040196
2014-01-14 14:00 | 2009-01-14 | 374:00 | 0.42 | 0.14 | 0.03 | 0 | 0.55 | 0.228 | 0.055882
2014-01-14 15:00 | 2009-01-14 | 375:00 | 0.17 | 0.04 | 0.06 | 0 | 0.12 | 0.078 | 0.019118
2014-01-14 16:00 | 2009-01-14 | 376:00 | 0 | 0 | 0.01 | 0 | 0 | 0.002 | 0.0004902
2014-01-14 17:00 | 2009-01-14 | 377:00 | 0 | 0 | 0 | 0 | 0 | 0 | 0
2014-01-14 18:00 | 2009-01-14 | 378:00 | 0 | 0 | 0 | 0 | 0 | 0 | 0
2014-01-14 19:00 | 2009-01-14 | 379:00 | 0 | 0 | 0 | 0 | 0 | 0 | 0
2014-01-14 20:00 | 2009-01-14 | 380:00 | 0 | 0 | 0 | 0 | 0 | 0 | 0
2014-01-14 21:00 | 2009-01-14 | 381:00 | 0 | 0 | 0 | 0 | 0 | 0 | 0
2014-01-14 22:00 | 2009-01-14 | 382:00 | 0 | 0 | 0 | 0 | 0 | 0 | 0
2014-01-14 23:00 | 2009-01-14 | 383:00 | 0 | 0 | 0 | 0 | 0 | 0 | 0
2014-01-15 | 2009-01-14 | 384:00 | 0 | 0 | 0 | 0 | 0 | 0 | 0
2014-01-15 01:00 | 2009-01-15 | 385:00 | 0 | 0 | 0 | 0 | 0 | 0 | 0
2014-01-15 02:00 | 2009-01-15 | 386:00 | 0 | 0 | 0 | 0 | 0 | 0 | 0
2014-01-15 03:00 | 2009-01-15 | 387:00 | 0 | 0 | 0 | 0 | 0 | 0 | 0
2014-01-15 04:00 | 2009-01-15 | 388:00 | 0 | 0 | 0 | 0 | 0 | 0 | 0
2014-01-15 05:00 | 2009-01-15 | 389:00 | 0 | 0 | 0 | 0 | 0 | 0 | 0
2014-01-15 06:00 | 2009-01-15 | 390:00 | 0 | 0 | 0 | 0 | 0 | 0 | 0
2014-01-15 07:00 | 2009-01-15 | 391:00 | 0 | 0 | 0 | 0 | 0 | 0 | 0
2014-01-15 08:00 | 2009-01-15 | 392:00 | 0 | 0 | 0 | 0 | 0 | 0 | 0
2014-01-15 09:00 | 2009-01-15 | 393:00 | 0 | 0 | 0 | 0 | 0 | 0 | 0
2014-01-15 10:00 | 2009-01-15 | 394:00 | 0.08 | 0.01 | 0 | 0 | 0.01 | 0.02 | 0.004902
2014-01-15 11:00 | 2009-01-15 | 395:00 | 0.27 | 0.18 | 0 | 0.04 | 0.11 | 0.12 | 0.029412
2014-01-15 12:00 | 2009-01-15 | 396:00 | 1.06 | 0.82 | 0.04 | 0.07 | 0.25 | 0.448 | 0.1098
2014-01-15 13:00 | 2009-01-15 | 397:00 | 1.23 | 0.63 | 0.12 | 0.1 | 0.22 | 0.46 | 0.11275
2014-01-15 14:00 | 2009-01-15 | 398:00 | 0.32 | 0.13 | 0.15 | 0.06 | 0.1 | 0.152 | 0.037255
2014-01-15 15:00 | 2009-01-15 | 399:00 | 0.17 | 0.04 | 0.13 | 0.01 | 0.03 | 0.076 | 0.018627
2014-01-15 16:00 | 2009-01-15 | 400:00 | 0.01 | 0 | 0.01 | 0 | 0 | 0.004 | 0.00098039
2014-01-15 17:00 | 2009-01-15 | 401:00 | 0 | 0 | 0 | 0 | 0 | 0 | 0
2014-01-15 18:00 | 2009-01-15 | 402:00 | 0 | 0 | 0 | 0 | 0 | 0 | 0
2014-01-15 19:00 | 2009-01-15 | 403:00 | 0 | 0 | 0 | 0 | 0 | 0 | 0
2014-01-15 20:00 | 2009-01-15 | 404:00 | 0 | 0 | 0 | 0 | 0 | 0 | 0
2014-01-15 21:00 | 2009-01-15 | 405:00 | 0 | 0 | 0 | 0 | 0 | 0 | 0
2014-01-15 22:00 | 2009-01-15 | 406:00 | 0 | 0 | 0 | 0 | 0 | 0 | 0
2014-01-15 23:00 | 2009-01-15 | 407:00 | 0 | 0 | 0 | 0 | 0 | 0 | 0
2014-01-16 | 2009-01-15 | 408:00 | 0 | 0 | 0 | 0 | 0 | 0 | 0
2014-01-16 01:00 | 2009-01-16 | 409:00 | 0 | 0 | 0 | 0 | 0 | 0 | 0
2014-01-16 02:00 | 2009-01-16 | 410:00 | 0 | 0 | 0 | 0 | 0 | 0 | 0
2014-01-16 03:00 | 2009-01-16 | 411:00 | 0 | 0 | 0 | 0 | 0 | 0 | 0
2014-01-16 04:00 | 2009-01-16 | 412:00 | 0 | 0 | 0 | 0 | 0 | 0 | 0
2014-01-16 05:00 | 2009-01-16 | 413:00 | 0 | 0 | 0 | 0 | 0 | 0 | 0
2014-01-16 06:00 | 2009-01-16 | 414:00 | 0 | 0 | 0 | 0 | 0 | 0 | 0
2014-01-16 07:00 | 2009-01-16 | 415:00 | 0 | 0 | 0 | 0 | 0 | 0 | 0
2014-01-16 08:00 | 2009-01-16 | 416:00 | 0 | 0 | 0 | 0 | 0 | 0 | 0
2014-01-16 09:00 | 2009-01-16 | 417:00 | 0 | 0 | 0 | 0 | 0 | 0 | 0
2014-01-16 10:00 | 2009-01-16 | 418:00 | 0.16 | 0.07 | 0 | 0 | 0 | 0.046 | 0.011275
2014-01-16 11:00 | 2009-01-16 | 419:00 | 0.64 | 0.28 | 0 | 0.01 | 0.05 | 0.196 | 0.048039
2014-01-16 12:00 | 2009-01-16 | 420:00 | 1.87 | 0.28 | 0 | 0.05 | 0.07 | 0.454 | 0.11127
2014-01-16 13:00 | 2009-01-16 | 421:00 | 1.97 | 0.31 | 0 | 0.11 | 0.06 | 0.49 | 0.1201
2014-01-16 14:00 | 2009-01-16 | 422:00 | 1.18 | 0.21 | 0 | 0.06 | 0.05 | 0.3 | 0.073529
2014-01-16 15:00 | 2009-01-16 | 423:00 | 0.27 | 0.05 | 0 | 0.01 | 0.01 | 0.068 | 0.016667
2014-01-16 16:00 | 2009-01-16 | 424:00 | 0 | 0 | 0 | 0 | 0 | 0 | 0
2014-01-16 17:00 | 2009-01-16 | 425:00 | 0 | 0 | 0 | 0 | 0 | 0 | 0
2014-01-16 18:00 | 2009-01-16 | 426:00 | 0 | 0 | 0 | 0 | 0 | 0 | 0
2014-01-16 19:00 | 2009-01-16 | 427:00 | 0 | 0 | 0 | 0 | 0 | 0 | 0
2014-01-16 20:00 | 2009-01-16 | 428:00 | 0 | 0 | 0 | 0 | 0 | 0 | 0
2014-01-16 21:00 | 2009-01-16 | 429:00 | 0 | 0 | 0 | 0 | 0 | 0 | 0
2014-01-16 22:00 | 2009-01-16 | 430:00 | 0 | 0 | 0 | 0 | 0 | 0 | 0
2014-01-16 23:00 | 2009-01-16 | 431:00 | 0 | 0 | 0 | 0 | 0 | 0 | 0
2014-01-17 | 2009-01-16 | 432:00 | 0 | 0 | 0 | 0 | 0 | 0 | 0
2014-01-17 01:00 | 2009-01-17 | 433:00 | 0 | 0 | 0 | 0 | 0 | 0 | 0
2014-01-17 02:00 | 2009-01-17 | 434:00 | 0 | 0 | 0 | 0 | 0 | 0 | 0
2014-01-17 03:00 | 2009-01-17 | 435:00 | 0 | 0 | 0 | 0 | 0 | 0 | 0
2014-01-17 04:00 | 2009-01-17 | 436:00 | 0 | 0 | 0 | 0 | 0 | 0 | 0
2014-01-17 05:00 | 2009-01-17 | 437:00 | 0 | 0 | 0 | 0 | 0 | 0 | 0
2014-01-17 06:00 | 2009-01-17 | 438:00 | 0 | 0 | 0 | 0 | 0 | 0 | 0
2014-01-17 07:00 | 2009-01-17 | 439:00 | 0 | 0 | 0 | 0 | 0 | 0 | 0
2014-01-17 08:00 | 2009-01-17 | 440:00 | 0 | 0 | 0 | 0 | 0 | 0 | 0
2014-01-17 09:00 | 2009-01-17 | 441:00 | 0 | 0 | 0 | 0 | 0 | 0 | 0
2014-01-17 10:00 | 2009-01-17 | 442:00 | 0.03 | 0.02 | 0 | 0 | 0 | 0.01 | 0.002451
2014-01-17 11:00 | 2009-01-17 | 443:00 | 0.62 | 0.09 | 0 | 0.01 | 0 | 0.144 | 0.035294
2014-01-17 12:00 | 2009-01-17 | 444:00 | 0.8 | 0.29 | 0.03 | 0.02 | 0.01 | 0.23 | 0.056373
2014-01-17 13:00 | 2009-01-17 | 445:00 | 0.57 | 0.33 | 0.03 | 0 | 0 | 0.186 | 0.045588
2014-01-17 14:00 | 2009-01-17 | 446:00 | 0.11 | 0.37 | 0.08 | 0 | 0 | 0.112 | 0.027451
2014-01-17 15:00 | 2009-01-17 | 447:00 | 0.03 | 0.09 | 0.04 | 0 | 0 | 0.032 | 0.0078431
2014-01-17 16:00 | 2009-01-17 | 448:00 | 0 | 0 | 0 | 0 | 0 | 0 | 0
2014-01-17 17:00 | 2009-01-17 | 449:00 | 0 | 0 | 0 | 0 | 0 | 0 | 0
2014-01-17 18:00 | 2009-01-17 | 450:00 | 0 | 0 | 0 | 0 | 0 | 0 | 0
2014-01-17 19:00 | 2009-01-17 | 451:00 | 0 | 0 | 0 | 0 | 0 | 0 | 0
2014-01-17 20:00 | 2009-01-17 | 452:00 | 0 | 0 | 0 | 0 | 0 | 0 | 0
2014-01-17 21:00 | 2009-01-17 | 453:00 | 0 | 0 | 0 | 0 | 0 | 0 | 0
2014-01-17 22:00 | 2009-01-17 | 454:00 | 0 | 0 | 0 | 0 | 0 | 0 | 0
2014-01-17 23:00 | 2009-01-17 | 455:00 | 0 | 0 | 0 | 0 | 0 | 0 | 0
2014-01-18 | 2009-01-17 | 456:00 | 0 | 0 | 0 | 0 | 0 | 0 | 0
2014-01-18 01:00 | 2009-01-18 | 457:00 | 0 | 0 | 0 | 0 | 0 | 0 | 0
2014-01-18 02:00 | 2009-01-18 | 458:00 | 0 | 0 | 0 | 0 | 0 | 0 | 0
2014-01-18 03:00 | 2009-01-18 | 459:00 | 0 | 0 | 0 | 0 | 0 | 0 | 0
2014-01-18 04:00 | 2009-01-18 | 460:00 | 0 | 0 | 0 | 0 | 0 | 0 | 0
2014-01-18 05:00 | 2009-01-18 | 461:00 | 0 | 0 | 0 | 0 | 0 | 0 | 0
2014-01-18 06:00 | 2009-01-18 | 462:00 | 0 | 0 | 0 | 0 | 0 | 0 | 0
2014-01-18 07:00 | 2009-01-18 | 463:00 | 0 | 0 | 0 | 0 | 0 | 0 | 0
2014-01-18 08:00 | 2009-01-18 | 464:00 | 0 | 0 | 0 | 0 | 0 | 0 | 0
2014-01-18 09:00 | 2009-01-18 | 465:00 | 0 | 0 | 0 | 0 | 0 | 0 | 0
2014-01-18 10:00 | 2009-01-18 | 466:00 | 0.34 | 0.1 | 0 | 0.01 | 0.03 | 0.096 | 0.023529
2014-01-18 11:00 | 2009-01-18 | 467:00 | 1.7 | 0.27 | 0 | 0.07 | 0.21 | 0.45 | 0.11029
2014-01-18 12:00 | 2009-01-18 | 468:00 | 2.18 | 0.32 | 0.06 | 0.11 | 0.54 | 0.642 | 0.15735
2014-01-18 13:00 | 2009-01-18 | 469:00 | 1.87 | 0.2 | 0.1 | 0.1 | 0.89 | 0.632 | 0.1549
2014-01-18 14:00 | 2009-01-18 | 470:00 | 1.24 | 0.11 | 0.09 | 0.07 | 0.92 | 0.486 | 0.11912
2014-01-18 15:00 | 2009-01-18 | 471:00 | 0.18 | 0.03 | 0.05 | 0.02 | 0.25 | 0.106 | 0.02598
2014-01-18 16:00 | 2009-01-18 | 472:00 | 0.01 | 0 | 0 | 0 | 0.01 | 0.004 | 0.00098039
2014-01-18 17:00 | 2009-01-18 | 473:00 | 0 | 0 | 0 | 0 | 0 | 0 | 0
2014-01-18 18:00 | 2009-01-18 | 474:00 | 0 | 0 | 0 | 0 | 0 | 0 | 0
2014-01-18 19:00 | 2009-01-18 | 475:00 | 0 | 0 | 0 | 0 | 0 | 0 | 0
2014-01-18 20:00 | 2009-01-18 | 476:00 | 0 | 0 | 0 | 0 | 0 | 0 | 0
2014-01-18 21:00 | 2009-01-18 | 477:00 | 0 | 0 | 0 | 0 | 0 | 0 | 0
2014-01-18 22:00 | 2009-01-18 | 478:00 | 0 | 0 | 0 | 0 | 0 | 0 | 0
2014-01-18 23:00 | 2009-01-18 | 479:00 | 0 | 0 | 0 | 0 | 0 | 0 | 0
2014-01-19 | 2009-01-18 | 480:00 | 0 | 0 | 0 | 0 | 0 | 0 | 0
2014-01-19 01:00 | 2009-01-19 | 481:00 | 0 | 0 | 0 | 0 | 0 | 0 | 0
2014-01-19 02:00 | 2009-01-19 | 482:00 | 0 | 0 | 0 | 0 | 0 | 0 | 0
2014-01-19 03:00 | 2009-01-19 | 483:00 | 0 | 0 | 0 | 0 | 0 | 0 | 0
2014-01-19 04:00 | 2009-01-19 | 484:00 | 0 | 0 | 0 | 0 | 0 | 0 | 0
2014-01-19 05:00 | 2009-01-19 | 485:00 | 0 | 0 | 0 | 0 | 0 | 0 | 0
2014-01-19 06:00 | 2009-01-19 | 486:00 | 0 | 0 | 0 | 0 | 0 | 0 | 0
2014-01-19 07:00 | 2009-01-19 | 487:00 | 0 | 0 | 0 | 0 | 0 | 0 | 0
2014-01-19 08:00 | 2009-01-19 | 488:00 | 0 | 0 | 0 | 0 | 0 | 0 | 0
2014-01-19 09:00 | 2009-01-19 | 489:00 | 0.01 | 0 | 0 | 0 | 0 | 0.002 | 0.0004902
2014-01-19 10:00 | 2009-01-19 | 490:00 | 0.47 | 0 | 0 | 0 | 0.1 | 0.114 | 0.027941
2014-01-19 11:00 | 2009-01-19 | 491:00 | 1.75 | 0.08 | 0 | 0 | 0.48 | 0.462 | 0.11324
2014-01-19 12:00 | 2009-01-19 | 492:00 | 1.97 | 0.48 | 0 | 0.02 | 0.63 | 0.62 | 0.15196
2014-01-19 13:00 | 2009-01-19 | 493:00 | 1.35 | 1.73 | 0 | 0.02 | 1.04 | 0.828 | 0.20294
2014-01-19 14:00 | 2009-01-19 | 494:00 | 0.62 | 1.48 | 0 | 0.03 | 0.76 | 0.578 | 0.14167
2014-01-19 15:00 | 2009-01-19 | 495:00 | 0.12 | 0.43 | 0.05 | 0 | 0.08 | 0.136 | 0.033333
2014-01-19 16:00 | 2009-01-19 | 496:00 | 0.01 | 0.02 | 0.02 | 0 | 0.01 | 0.012 | 0.0029412
2014-01-19 17:00 | 2009-01-19 | 497:00 | 0 | 0 | 0 | 0 | 0 | 0 | 0
2014-01-19 18:00 | 2009-01-19 | 498:00 | 0 | 0 | 0 | 0 | 0 | 0 | 0
2014-01-19 19:00 | 2009-01-19 | 499:00 | 0 | 0 | 0 | 0 | 0 | 0 | 0
2014-01-19 20:00 | 2009-01-19 | 500:00 | 0 | 0 | 0 | 0 | 0 | 0 | 0
2014-01-19 21:00 | 2009-01-19 | 501:00 | 0 | 0 | 0 | 0 | 0 | 0 | 0
2014-01-19 22:00 | 2009-01-19 | 502:00 | 0 | 0 | 0 | 0 | 0 | 0 | 0
2014-01-19 23:00 | 2009-01-19 | 503:00 | 0 | 0 | 0 | 0 | 0 | 0 | 0
2014-01-20 | 2009-01-19 | 504:00 | 0 | 0 | 0 | 0 | 0 | 0 | 0
2014-01-20 01:00 | 2009-01-20 | 505:00 | 0 | 0 | 0 | 0 | 0 | 0 | 0
2014-01-20 02:00 | 2009-01-20 | 506:00 | 0 | 0 | 0 | 0 | 0 | 0 | 0
2014-01-20 03:00 | 2009-01-20 | 507:00 | 0 | 0 | 0 | 0 | 0 | 0 | 0
2014-01-20 04:00 | 2009-01-20 | 508:00 | 0 | 0 | 0 | 0 | 0 | 0 | 0
2014-01-20 05:00 | 2009-01-20 | 509:00 | 0 | 0 | 0 | 0 | 0 | 0 | 0
2014-01-20 06:00 | 2009-01-20 | 510:00 | 0 | 0 | 0 | 0 | 0 | 0 | 0
2014-01-20 07:00 | 2009-01-20 | 511:00 | 0 | 0 | 0 | 0 | 0 | 0 | 0
2014-01-20 08:00 | 2009-01-20 | 512:00 | 0 | 0 | 0 | 0 | 0 | 0 | 0
2014-01-20 09:00 | 2009-01-20 | 513:00 | 0 | 0 | 0 | 0 | 0 | 0 | 0
2014-01-20 10:00 | 2009-01-20 | 514:00 | 0.01 | 0.04 | 0 | 0 | 0.07 | 0.024 | 0.0058824
2014-01-20 11:00 | 2009-01-20 | 515:00 | 0.04 | 0.08 | 0 | 0 | 0.16 | 0.056 | 0.013725
2014-01-20 12:00 | 2009-01-20 | 516:00 | 0.03 | 0.28 | 0 | 0.01 | 0.26 | 0.116 | 0.028431
2014-01-20 13:00 | 2009-01-20 | 517:00 | 0.04 | 0.2 | 0 | 0.04 | 0.64 | 0.184 | 0.045098
2014-01-20 14:00 | 2009-01-20 | 518:00 | 0.04 | 0.12 | 0.01 | 0.02 | 0.69 | 0.176 | 0.043137
2014-01-20 15:00 | 2009-01-20 | 519:00 | 0.01 | 0.11 | 0.01 | 0 | 0.07 | 0.04 | 0.0098039
2014-01-20 16:00 | 2009-01-20 | 520:00 | 0 | 0.01 | 0.04 | 0 | 0 | 0.01 | 0.002451
2014-01-20 17:00 | 2009-01-20 | 521:00 | 0 | 0 | 0 | 0 | 0 | 0 | 0
2014-01-20 18:00 | 2009-01-20 | 522:00 | 0 | 0 | 0 | 0 | 0 | 0 | 0
2014-01-20 19:00 | 2009-01-20 | 523:00 | 0 | 0 | 0 | 0 | 0 | 0 | 0
2014-01-20 20:00 | 2009-01-20 | 524:00 | 0 | 0 | 0 | 0 | 0 | 0 | 0
2014-01-20 21:00 | 2009-01-20 | 525:00 | 0 | 0 | 0 | 0 | 0 | 0 | 0
2014-01-20 22:00 | 2009-01-20 | 526:00 | 0 | 0 | 0 | 0 | 0 | 0 | 0
2014-01-20 23:00 | 2009-01-20 | 527:00 | 0 | 0 | 0 | 0 | 0 | 0 | 0
2014-01-21 | 2009-01-20 | 528:00 | 0 | 0 | 0 | 0 | 0 | 0 | 0
2014-01-21 01:00 | 2009-01-21 | 529:00 | 0 | 0 | 0 | 0 | 0 | 0 | 0
2014-01-21 02:00 | 2009-01-21 | 530:00 | 0 | 0 | 0 | 0 | 0 | 0 | 0
2014-01-21 03:00 | 2009-01-21 | 531:00 | 0 | 0 | 0 | 0 | 0 | 0 | 0
2014-01-21 04:00 | 2009-01-21 | 532:00 | 0 | 0 | 0 | 0 | 0 | 0 | 0
2014-01-21 05:00 | 2009-01-21 | 533:00 | 0 | 0 | 0 | 0 | 0 | 0 | 0
2014-01-21 06:00 | 2009-01-21 | 534:00 | 0 | 0 | 0 | 0 | 0 | 0 | 0
2014-01-21 07:00 | 2009-01-21 | 535:00 | 0 | 0 | 0 | 0 | 0 | 0 | 0
2014-01-21 08:00 | 2009-01-21 | 536:00 | 0 | 0 | 0 | 0 | 0 | 0 | 0
2014-01-21 09:00 | 2009-01-21 | 537:00 | 0 | 0 | 0 | 0 | 0 | 0 | 0
2014-01-21 10:00 | 2009-01-21 | 538:00 | 0 | 0.05 | 0 | 0 | 0.02 | 0.014 | 0.0034314
2014-01-21 11:00 | 2009-01-21 | 539:00 | 0 | 0.15 | 0 | 0 | 0.08 | 0.046 | 0.011275
2014-01-21 12:00 | 2009-01-21 | 540:00 | 0 | 0.13 | 0 | 0 | 0.07 | 0.04 | 0.0098039
2014-01-21 13:00 | 2009-01-21 | 541:00 | 0 | 0.14 | 0 | 0 | 0.04 | 0.036 | 0.0088235
2014-01-21 14:00 | 2009-01-21 | 542:00 | 0 | 0.28 | 0 | 0 | 0.06 | 0.068 | 0.016667
2014-01-21 15:00 | 2009-01-21 | 543:00 | 0 | 0.13 | 0 | 0 | 0.02 | 0.03 | 0.0073529
2014-01-21 16:00 | 2009-01-21 | 544:00 | 0 | 0.01 | 0 | 0 | 0 | 0.002 | 0.0004902
2014-01-21 17:00 | 2009-01-21 | 545:00 | 0 | 0 | 0 | 0 | 0 | 0 | 0
2014-01-21 18:00 | 2009-01-21 | 546:00 | 0 | 0 | 0 | 0 | 0 | 0 | 0
2014-01-21 19:00 | 2009-01-21 | 547:00 | 0 | 0 | 0 | 0 | 0 | 0 | 0
2014-01-21 20:00 | 2009-01-21 | 548:00 | 0 | 0 | 0 | 0 | 0 | 0 | 0
2014-01-21 21:00 | 2009-01-21 | 549:00 | 0 | 0 | 0 | 0 | 0 | 0 | 0
2014-01-21 22:00 | 2009-01-21 | 550:00 | 0 | 0 | 0 | 0 | 0 | 0 | 0
2014-01-21 23:00 | 2009-01-21 | 551:00 | 0 | 0 | 0 | 0 | 0 | 0 | 0
2014-01-22 | 2009-01-21 | 552:00 | 0 | 0 | 0 | 0 | 0 | 0 | 0
2014-01-22 01:00 | 2009-01-22 | 553:00 | 0 | 0 | 0 | 0 | 0 | 0 | 0
2014-01-22 02:00 | 2009-01-22 | 554:00 | 0 | 0 | 0 | 0 | 0 | 0 | 0
2014-01-22 03:00 | 2009-01-22 | 555:00 | 0 | 0 | 0 | 0 | 0 | 0 | 0
2014-01-22 04:00 | 2009-01-22 | 556:00 | 0 | 0 | 0 | 0 | 0 | 0 | 0
2014-01-22 05:00 | 2009-01-22 | 557:00 | 0 | 0 | 0 | 0 | 0 | 0 | 0
2014-01-22 06:00 | 2009-01-22 | 558:00 | 0 | 0 | 0 | 0 | 0 | 0 | 0
2014-01-22 07:00 | 2009-01-22 | 559:00 | 0 | 0 | 0 | 0 | 0 | 0 | 0
2014-01-22 08:00 | 2009-01-22 | 560:00 | 0 | 0 | 0 | 0 | 0 | 0 | 0
2014-01-22 09:00 | 2009-01-22 | 561:00 | 0 | 0 | 0 | 0 | 0 | 0 | 0
2014-01-22 10:00 | 2009-01-22 | 562:00 | 0.01 | 0.03 | 0 | 0 | 0 | 0.008 | 0.0019608
2014-01-22 11:00 | 2009-01-22 | 563:00 | 0.07 | 0.12 | 0 | 0 | 0.02 | 0.042 | 0.010294
2014-01-22 12:00 | 2009-01-22 | 564:00 | 0.05 | 0.2 | 0.02 | 0 | 0.04 | 0.062 | 0.015196
2014-01-22 13:00 | 2009-01-22 | 565:00 | 0.07 | 0.14 | 0.02 | 0 | 0.05 | 0.056 | 0.013725
2014-01-22 14:00 | 2009-01-22 | 566:00 | 0.11 | 0.1 | 0.25 | 0 | 0.06 | 0.104 | 0.02549
2014-01-22 15:00 | 2009-01-22 | 567:00 | 0.1 | 0.04 | 0.27 | 0 | 0.03 | 0.088 | 0.021569
2014-01-22 16:00 | 2009-01-22 | 568:00 | 0 | 0 | 0.04 | 0 | 0.01 | 0.01 | 0.002451
2014-01-22 17:00 | 2009-01-22 | 569:00 | 0 | 0 | 0 | 0 | 0 | 0 | 0
2014-01-22 18:00 | 2009-01-22 | 570:00 | 0 | 0 | 0 | 0 | 0 | 0 | 0
2014-01-22 19:00 | 2009-01-22 | 571:00 | 0 | 0 | 0 | 0 | 0 | 0 | 0
2014-01-22 20:00 | 2009-01-22 | 572:00 | 0 | 0 | 0 | 0 | 0 | 0 | 0
2014-01-22 21:00 | 2009-01-22 | 573:00 | 0 | 0 | 0 | 0 | 0 | 0 | 0
2014-01-22 22:00 | 2009-01-22 | 574:00 | 0 | 0 | 0 | 0 | 0 | 0 | 0
2014-01-22 23:00 | 2009-01-22 | 575:00 | 0 | 0 | 0 | 0 | 0 | 0 | 0
2014-01-23 | 2009-01-22 | 576:00 | 0 | 0 | 0 | 0 | 0 | 0 | 0
2014-01-23 01:00 | 2009-01-23 | 577:00 | 0 | 0 | 0 | 0 | 0 | 0 | 0
2014-01-23 02:00 | 2009-01-23 | 578:00 | 0 | 0 | 0 | 0 | 0 | 0 | 0
2014-01-23 03:00 | 2009-01-23 | 579:00 | 0 | 0 | 0 | 0 | 0 | 0 | 0
2014-01-23 04:00 | 2009-01-23 | 580:00 | 0 | 0 | 0 | 0 | 0 | 0 | 0
2014-01-23 05:00 | 2009-01-23 | 581:00 | 0 | 0 | 0 | 0 | 0 | 0 | 0
2014-01-23 06:00 | 2009-01-23 | 582:00 | 0 | 0 | 0 | 0 | 0 | 0 | 0
2014-01-23 07:00 | 2009-01-23 | 583:00 | 0 | 0 | 0 | 0 | 0 | 0 | 0
2014-01-23 08:00 | 2009-01-23 | 584:00 | 0 | 0 | 0 | 0 | 0 | 0 | 0
2014-01-23 09:00 | 2009-01-23 | 585:00 | 0 | 0 | 0 | 0 | 0 | 0 | 0
2014-01-23 10:00 | 2009-01-23 | 586:00 | 0.03 | 0.06 | 0 | 0 | 0.02 | 0.022 | 0.0053922
2014-01-23 11:00 | 2009-01-23 | 587:00 | 0.29 | 0.16 | 0.03 | 0 | 0.17 | 0.13 | 0.031863
2014-01-23 12:00 | 2009-01-23 | 588:00 | 0.42 | 0.34 | 0.07 | 0 | 0.48 | 0.262 | 0.064216
2014-01-23 13:00 | 2009-01-23 | 589:00 | 0.4 | 0.38 | 0.05 | 0 | 0.77 | 0.32 | 0.078431
2014-01-23 14:00 | 2009-01-23 | 590:00 | 0.27 | 0.21 | 0.04 | 0.02 | 0.72 | 0.252 | 0.061765
2014-01-23 15:00 | 2009-01-23 | 591:00 | 0.01 | 0.07 | 0.16 | 0 | 0.38 | 0.124 | 0.030392
2014-01-23 16:00 | 2009-01-23 | 592:00 | 0 | 0.01 | 0.07 | 0 | 0.02 | 0.02 | 0.004902
2014-01-23 17:00 | 2009-01-23 | 593:00 | 0 | 0 | 0 | 0 | 0 | 0 | 0
2014-01-23 18:00 | 2009-01-23 | 594:00 | 0 | 0 | 0 | 0 | 0 | 0 | 0
2014-01-23 19:00 | 2009-01-23 | 595:00 | 0 | 0 | 0 | 0 | 0 | 0 | 0
2014-01-23 20:00 | 2009-01-23 | 596:00 | 0 | 0 | 0 | 0 | 0 | 0 | 0
2014-01-23 21:00 | 2009-01-23 | 597:00 | 0 | 0 | 0 | 0 | 0 | 0 | 0
2014-01-23 22:00 | 2009-01-23 | 598:00 | 0 | 0 | 0 | 0 | 0 | 0 | 0
2014-01-23 23:00 | 2009-01-23 | 599:00 | 0 | 0 | 0 | 0 | 0 | 0 | 0
2014-01-24 | 2009-01-23 | 600:00 | 0 | 0 | 0 | 0 | 0 | 0 | 0
2014-01-24 01:00 | 2009-01-24 | 601:00 | 0 | 0 | 0 | 0 | 0 | 0 | 0
2014-01-24 02:00 | 2009-01-24 | 602:00 | 0 | 0 | 0 | 0 | 0 | 0 | 0
2014-01-24 03:00 | 2009-01-24 | 603:00 | 0 | 0 | 0 | 0 | 0 | 0 | 0
2014-01-24 04:00 | 2009-01-24 | 604:00 | 0 | 0 | 0 | 0 | 0 | 0 | 0
2014-01-24 05:00 | 2009-01-24 | 605:00 | 0 | 0 | 0 | 0 | 0 | 0 | 0
2014-01-24 06:00 | 2009-01-24 | 606:00 | 0 | 0 | 0 | 0 | 0 | 0 | 0
2014-01-24 07:00 | 2009-01-24 | 607:00 | 0 | 0 | 0 | 0 | 0 | 0 | 0
2014-01-24 08:00 | 2009-01-24 | 608:00 | 0 | 0 | 0 | 0 | 0 | 0 | 0
2014-01-24 09:00 | 2009-01-24 | 609:00 | 0 | 0 | 0 | 0 | 0.01 | 0.002 | 0.0004902
2014-01-24 10:00 | 2009-01-24 | 610:00 | 0.13 | 0.04 | 0 | 0 | 0.08 | 0.05 | 0.012255
2014-01-24 11:00 | 2009-01-24 | 611:00 | 0.38 | 0.19 | 0.07 | 0 | 0.15 | 0.158 | 0.038725
2014-01-24 12:00 | 2009-01-24 | 612:00 | 0.45 | 0.57 | 0.19 | 0 | 0.39 | 0.32 | 0.078431
2014-01-24 13:00 | 2009-01-24 | 613:00 | 0.41 | 0.67 | 0.56 | 0 | 1.05 | 0.538 | 0.13186
2014-01-24 14:00 | 2009-01-24 | 614:00 | 0.31 | 1.28 | 1.39 | 0 | 0.39 | 0.674 | 0.1652
2014-01-24 15:00 | 2009-01-24 | 615:00 | 0.14 | 0.31 | 1.25 | 0 | 1.02 | 0.544 | 0.13333
2014-01-24 16:00 | 2009-01-24 | 616:00 | 0 | 0.01 | 0.28 | 0 | 0.02 | 0.062 | 0.015196
2014-01-24 17:00 | 2009-01-24 | 617:00 | 0 | 0 | 0.01 | 0 | 0 | 0.002 | 0.0004902
2014-01-24 18:00 | 2009-01-24 | 618:00 | 0 | 0 | 0 | 0 | 0 | 0 | 0
2014-01-24 19:00 | 2009-01-24 | 619:00 | 0 | 0 | 0 | 0 | 0 | 0 | 0
2014-01-24 20:00 | 2009-01-24 | 620:00 | 0 | 0 | 0 | 0 | 0 | 0 | 0
2014-01-24 21:00 | 2009-01-24 | 621:00 | 0 | 0 | 0 | 0 | 0 | 0 | 0
2014-01-24 22:00 | 2009-01-24 | 622:00 | 0 | 0 | 0 | 0 | 0 | 0 | 0
2014-01-24 23:00 | 2009-01-24 | 623:00 | 0 | 0 | 0 | 0 | 0 | 0 | 0
2014-01-25 | 2009-01-24 | 624:00 | 0 | 0 | 0 | 0 | 0 | 0 | 0
2014-01-25 01:00 | 2009-01-25 | 625:00 | 0 | 0 | 0 | 0 | 0 | 0 | 0
2014-01-25 02:00 | 2009-01-25 | 626:00 | 0 | 0 | 0 | 0 | 0 | 0 | 0
2014-01-25 03:00 | 2009-01-25 | 627:00 | 0 | 0 | 0 | 0 | 0 | 0 | 0
2014-01-25 04:00 | 2009-01-25 | 628:00 | 0 | 0 | 0 | 0 | 0 | 0 | 0
2014-01-25 05:00 | 2009-01-25 | 629:00 | 0 | 0 | 0 | 0 | 0 | 0 | 0
2014-01-25 06:00 | 2009-01-25 | 630:00 | 0 | 0 | 0 | 0 | 0 | 0 | 0
2014-01-25 07:00 | 2009-01-25 | 631:00 | 0 | 0 | 0 | 0 | 0 | 0 | 0
2014-01-25 08:00 | 2009-01-25 | 632:00 | 0 | 0 | 0 | 0 | 0 | 0 | 0
2014-01-25 09:00 | 2009-01-25 | 633:00 | 0.01 | 0.02 | 0 | 0 | 0 | 0.006 | 0.0014706
2014-01-25 10:00 | 2009-01-25 | 634:00 | 0.15 | 0.71 | 0.01 | 0 | 0.39 | 0.252 | 0.061765
2014-01-25 11:00 | 2009-01-25 | 635:00 | 0.39 | 2.13 | 0.51 | 0 | 1.58 | 0.922 | 0.22598
2014-01-25 12:00 | 2009-01-25 | 636:00 | 0.47 | 2.19 | 1.8 | 0.01 | 2.24 | 1.342 | 0.32892
2014-01-25 13:00 | 2009-01-25 | 637:00 | 0.44 | 2.37 | 2.08 | 0 | 1.46 | 1.27 | 0.31127
2014-01-25 14:00 | 2009-01-25 | 638:00 | 0.34 | 1.93 | 0.25 | 0 | 0.4 | 0.584 | 0.14314
2014-01-25 15:00 | 2009-01-25 | 639:00 | 0.07 | 0.96 | 0.76 | 0 | 0.21 | 0.4 | 0.098039
2014-01-25 16:00 | 2009-01-25 | 640:00 | 0 | 0.02 | 0.68 | 0 | 0.04 | 0.148 | 0.036275
2014-01-25 17:00 | 2009-01-25 | 641:00 | 0 | 0 | 0.04 | 0 | 0 | 0.008 | 0.0019608
2014-01-25 18:00 | 2009-01-25 | 642:00 | 0 | 0 | 0 | 0 | 0 | 0 | 0
2014-01-25 19:00 | 2009-01-25 | 643:00 | 0 | 0 | 0 | 0 | 0 | 0 | 0
2014-01-25 20:00 | 2009-01-25 | 644:00 | 0 | 0 | 0 | 0 | 0 | 0 | 0
2014-01-25 21:00 | 2009-01-25 | 645:00 | 0 | 0 | 0 | 0 | 0 | 0 | 0
2014-01-25 22:00 | 2009-01-25 | 646:00 | 0 | 0 | 0 | 0 | 0 | 0 | 0
2014-01-25 23:00 | 2009-01-25 | 647:00 | 0 | 0 | 0 | 0 | 0 | 0 | 0
2014-01-26 | 2009-01-25 | 648:00 | 0 | 0 | 0 | 0 | 0 | 0 | 0
2014-01-26 01:00 | 2009-01-26 | 649:00 | 0 | 0 | 0 | 0 | 0 | 0 | 0
2014-01-26 02:00 | 2009-01-26 | 650:00 | 0 | 0 | 0 | 0 | 0 | 0 | 0
2014-01-26 03:00 | 2009-01-26 | 651:00 | 0 | 0 | 0 | 0 | 0 | 0 | 0
2014-01-26 04:00 | 2009-01-26 | 652:00 | 0 | 0 | 0 | 0 | 0 | 0 | 0
2014-01-26 05:00 | 2009-01-26 | 653:00 | 0 | 0 | 0 | 0 | 0 | 0 | 0
2014-01-26 06:00 | 2009-01-26 | 654:00 | 0 | 0 | 0 | 0 | 0 | 0 | 0
2014-01-26 07:00 | 2009-01-26 | 655:00 | 0 | 0 | 0 | 0 | 0 | 0 | 0
2014-01-26 08:00 | 2009-01-26 | 656:00 | 0 | 0 | 0 | 0 | 0 | 0 | 0
2014-01-26 09:00 | 2009-01-26 | 657:00 | 0 | 0.01 | 0 | 0 | 0 | 0.002 | 0.0004902
2014-01-26 10:00 | 2009-01-26 | 658:00 | 0 | 0.48 | 0 | 0.06 | 0.02 | 0.112 | 0.027451
2014-01-26 11:00 | 2009-01-26 | 659:00 | 0.01 | 2.25 | 0.01 | 0.12 | 0.07 | 0.492 | 0.12059
2014-01-26 12:00 | 2009-01-26 | 660:00 | 0.01 | 2.58 | 0.13 | 0.34 | 0.07 | 0.626 | 0.15343
2014-01-26 13:00 | 2009-01-26 | 661:00 | 0.01 | 2.49 | 1.86 | 0.76 | 0.05 | 1.034 | 0.25343
2014-01-26 14:00 | 2009-01-26 | 662:00 | 0 | 1.98 | 2.45 | 1.33 | 0.01 | 1.154 | 0.28284
2014-01-26 15:00 | 2009-01-26 | 663:00 | 0 | 0.63 | 1.95 | 0.79 | 0 | 0.674 | 0.1652
2014-01-26 16:00 | 2009-01-26 | 664:00 | 0 | 0.04 | 0.64 | 0.04 | 0 | 0.144 | 0.035294
2014-01-26 17:00 | 2009-01-26 | 665:00 | 0 | 0 | 0.05 | 0 | 0 | 0.01 | 0.002451
2014-01-26 18:00 | 2009-01-26 | 666:00 | 0 | 0 | 0 | 0 | 0 | 0 | 0
2014-01-26 19:00 | 2009-01-26 | 667:00 | 0 | 0 | 0 | 0 | 0 | 0 | 0
2014-01-26 20:00 | 2009-01-26 | 668:00 | 0 | 0 | 0 | 0 | 0 | 0 | 0
2014-01-26 21:00 | 2009-01-26 | 669:00 | 0 | 0 | 0 | 0 | 0 | 0 | 0
2014-01-26 22:00 | 2009-01-26 | 670:00 | 0 | 0 | 0 | 0 | 0 | 0 | 0
2014-01-26 23:00 | 2009-01-26 | 671:00 | 0 | 0 | 0 | 0 | 0 | 0 | 0
2014-01-27 | 2009-01-26 | 672:00 | 0 | 0 | 0 | 0 | 0 | 0 | 0
2014-01-27 01:00 | 2009-01-27 | 673:00 | 0 | 0 | 0 | 0 | 0 | 0 | 0
2014-01-27 02:00 | 2009-01-27 | 674:00 | 0 | 0 | 0 | 0 | 0 | 0 | 0
2014-01-27 03:00 | 2009-01-27 | 675:00 | 0 | 0 | 0 | 0 | 0 | 0 | 0
2014-01-27 04:00 | 2009-01-27 | 676:00 | 0 | 0 | 0 | 0 | 0 | 0 | 0
2014-01-27 05:00 | 2009-01-27 | 677:00 | 0 | 0 | 0 | 0 | 0 | 0 | 0
2014-01-27 06:00 | 2009-01-27 | 678:00 | 0 | 0 | 0 | 0 | 0 | 0 | 0
2014-01-27 07:00 | 2009-01-27 | 679:00 | 0 | 0 | 0 | 0 | 0 | 0 | 0
2014-01-27 08:00 | 2009-01-27 | 680:00 | 0 | 0 | 0 | 0 | 0 | 0 | 0
2014-01-27 09:00 | 2009-01-27 | 681:00 | 0 | 0.05 | 0 | 0.02 | 0 | 0.014 | 0.0034314
2014-01-27 10:00 | 2009-01-27 | 682:00 | 0.03 | 0.8 | 0 | 0.55 | 0 | 0.276 | 0.067647
2014-01-27 11:00 | 2009-01-27 | 683:00 | 0.1 | 2.27 | 0.01 | 1.34 | 0 | 0.744 | 0.18235
2014-01-27 12:00 | 2009-01-27 | 684:00 | 0.11 | 2.18 | 0.11 | 0.92 | 0.02 | 0.668 | 0.16373
2014-01-27 13:00 | 2009-01-27 | 685:00 | 0.14 | 1.09 | 0.17 | 0.51 | 0.02 | 0.386 | 0.094608
2014-01-27 14:00 | 2009-01-27 | 686:00 | 0.04 | 0.6 | 0.17 | 0.66 | 0.03 | 0.3 | 0.073529
2014-01-27 15:00 | 2009-01-27 | 687:00 | 0 | 0.28 | 0.21 | 0.19 | 0.02 | 0.14 | 0.034314
2014-01-27 16:00 | 2009-01-27 | 688:00 | 0 | 0.02 | 0.14 | 0.02 | 0 | 0.036 | 0.0088235
2014-01-27 17:00 | 2009-01-27 | 689:00 | 0 | 0 | 0.02 | 0 | 0 | 0.004 | 0.00098039
2014-01-27 18:00 | 2009-01-27 | 690:00 | 0 | 0 | 0 | 0 | 0 | 0 | 0
2014-01-27 19:00 | 2009-01-27 | 691:00 | 0 | 0 | 0 | 0 | 0 | 0 | 0
2014-01-27 20:00 | 2009-01-27 | 692:00 | 0 | 0 | 0 | 0 | 0 | 0 | 0
2014-01-27 21:00 | 2009-01-27 | 693:00 | 0 | 0 | 0 | 0 | 0 | 0 | 0
2014-01-27 22:00 | 2009-01-27 | 694:00 | 0 | 0 | 0 | 0 | 0 | 0 | 0
2014-01-27 23:00 | 2009-01-27 | 695:00 | 0 | 0 | 0 | 0 | 0 | 0 | 0
2014-01-28 | 2009-01-27 | 696:00 | 0 | 0 | 0 | 0 | 0 | 0 | 0
2014-01-28 01:00 | 2009-01-28 | 697:00 | 0 | 0 | 0 | 0 | 0 | 0 | 0
2014-01-28 02:00 | 2009-01-28 | 698:00 | 0 | 0 | 0 | 0 | 0 | 0 | 0
2014-01-28 03:00 | 2009-01-28 | 699:00 | 0 | 0 | 0 | 0 | 0 | 0 | 0
2014-01-28 04:00 | 2009-01-28 | 700:00 | 0 | 0 | 0 | 0 | 0 | 0 | 0
2014-01-28 05:00 | 2009-01-28 | 701:00 | 0 | 0 | 0 | 0 | 0 | 0 | 0
2014-01-28 06:00 | 2009-01-28 | 702:00 | 0 | 0 | 0 | 0 | 0 | 0 | 0
2014-01-28 07:00 | 2009-01-28 | 703:00 | 0 | 0 | 0 | 0 | 0 | 0 | 0
2014-01-28 08:00 | 2009-01-28 | 704:00 | 0 | 0 | 0 | 0 | 0 | 0 | 0
2014-01-28 09:00 | 2009-01-28 | 705:00 | 0 | 0.04 | 0 | 0 | 0 | 0.008 | 0.0019608
2014-01-28 10:00 | 2009-01-28 | 706:00 | 0.01 | 0.92 | 0.02 | 0.06 | 0.05 | 0.212 | 0.051961
2014-01-28 11:00 | 2009-01-28 | 707:00 | 0.1 | 2.26 | 0.58 | 0.2 | 0.2 | 0.668 | 0.16373
2014-01-28 12:00 | 2009-01-28 | 708:00 | 0.18 | 2.77 | 1.86 | 0.43 | 0.22 | 1.092 | 0.26765
2014-01-28 13:00 | 2009-01-28 | 709:00 | 0.54 | 2.28 | 1.02 | 0.55 | 0.22 | 0.922 | 0.22598
2014-01-28 14:00 | 2009-01-28 | 710:00 | 0.61 | 1.42 | 0.58 | 0.33 | 0.17 | 0.622 | 0.15245
2014-01-28 15:00 | 2009-01-28 | 711:00 | 1.37 | 1.32 | 0.28 | 0.11 | 0.09 | 0.634 | 0.15539
2014-01-28 16:00 | 2009-01-28 | 712:00 | 0.09 | 0.12 | 0.12 | 0.01 | 0 | 0.068 | 0.016667
2014-01-28 17:00 | 2009-01-28 | 713:00 | 0 | 0 | 0.02 | 0 | 0 | 0.004 | 0.00098039
2014-01-28 18:00 | 2009-01-28 | 714:00 | 0 | 0 | 0 | 0 | 0 | 0 | 0
2014-01-28 19:00 | 2009-01-28 | 715:00 | 0 | 0 | 0 | 0 | 0 | 0 | 0
2014-01-28 20:00 | 2009-01-28 | 716:00 | 0 | 0 | 0 | 0 | 0 | 0 | 0
2014-01-28 21:00 | 2009-01-28 | 717:00 | 0 | 0 | 0 | 0 | 0 | 0 | 0
2014-01-28 22:00 | 2009-01-28 | 718:00 | 0 | 0 | 0 | 0 | 0 | 0 | 0
2014-01-28 23:00 | 2009-01-28 | 719:00 | 0 | 0 | 0 | 0 | 0 | 0 | 0
2014-01-29 | 2009-01-28 | 720:00 | 0 | 0 | 0 | 0 | 0 | 0 | 0
2014-01-29 01:00 | 2009-01-29 | 721:00 | 0 | 0 | 0 | 0 | 0 | 0 | 0
2014-01-29 02:00 | 2009-01-29 | 722:00 | 0 | 0 | 0 | 0 | 0 | 0 | 0
2014-01-29 03:00 | 2009-01-29 | 723:00 | 0 | 0 | 0 | 0 | 0 | 0 | 0
2014-01-29 04:00 | 2009-01-29 | 724:00 | 0 | 0 | 0 | 0 | 0 | 0 | 0
2014-01-29 05:00 | 2009-01-29 | 725:00 | 0 | 0 | 0 | 0 | 0 | 0 | 0
2014-01-29 06:00 | 2009-01-29 | 726:00 | 0 | 0 | 0 | 0 | 0 | 0 | 0
2014-01-29 07:00 | 2009-01-29 | 727:00 | 0 | 0 | 0 | 0 | 0 | 0 | 0
2014-01-29 08:00 | 2009-01-29 | 728:00 | 0 | 0 | 0 | 0 | 0 | 0 | 0
2014-01-29 09:00 | 2009-01-29 | 729:00 | 0 | 0 | 0 | 0 | 0 | 0 | 0
2014-01-29 10:00 | 2009-01-29 | 730:00 | 0.03 | 0.14 | 0.01 | 0 | 0.07 | 0.05 | 0.012255
2014-01-29 11:00 | 2009-01-29 | 731:00 | 0.15 | 0.27 | 0.48 | 0.02 | 0.63 | 0.31 | 0.07598
2014-01-29 12:00 | 2009-01-29 | 732:00 | 0.23 | 0.84 | 1.49 | 0.03 | 1.28 | 0.774 | 0.18971
2014-01-29 13:00 | 2009-01-29 | 733:00 | 0.27 | 1.7 | 2.65 | 0.04 | 0.67 | 1.066 | 0.26127
2014-01-29 14:00 | 2009-01-29 | 734:00 | 0.2 | 0.51 | 2.59 | 0.03 | 0.38 | 0.742 | 0.18186
2014-01-29 15:00 | 2009-01-29 | 735:00 | 0.1 | 0.14 | 2.19 | 0.01 | 0.25 | 0.538 | 0.13186
2014-01-29 16:00 | 2009-01-29 | 736:00 | 0.01 | 0.02 | 1.32 | 0 | 0.02 | 0.274 | 0.067157
2014-01-29 17:00 | 2009-01-29 | 737:00 | 0 | 0 | 0.1 | 0 | 0 | 0.02 | 0.004902
2014-01-29 18:00 | 2009-01-29 | 738:00 | 0 | 0 | 0 | 0 | 0 | 0 | 0
2014-01-29 19:00 | 2009-01-29 | 739:00 | 0 | 0 | 0 | 0 | 0 | 0 | 0
2014-01-29 20:00 | 2009-01-29 | 740:00 | 0 | 0 | 0 | 0 | 0 | 0 | 0
2014-01-29 21:00 | 2009-01-29 | 741:00 | 0 | 0 | 0 | 0 | 0 | 0 | 0
2014-01-29 22:00 | 2009-01-29 | 742:00 | 0 | 0 | 0 | 0 | 0 | 0 | 0
2014-01-29 23:00 | 2009-01-29 | 743:00 | 0 | 0 | 0 | 0 | 0 | 0 | 0
2014-01-30 | 2009-01-29 | 744:00 | 0 | 0 | 0 | 0 | 0 | 0 | 0
2014-01-30 01:00 | 2009-01-30 | 745:00 | 0 | 0 | 0 | 0 | 0 | 0 | 0
2014-01-30 02:00 | 2009-01-30 | 746:00 | 0 | 0 | 0 | 0 | 0 | 0 | 0
2014-01-30 03:00 | 2009-01-30 | 747:00 | 0 | 0 | 0 | 0 | 0 | 0 | 0
2014-01-30 04:00 | 2009-01-30 | 748:00 | 0 | 0 | 0 | 0 | 0 | 0 | 0
2014-01-30 05:00 | 2009-01-30 | 749:00 | 0 | 0 | 0 | 0 | 0 | 0 | 0
2014-01-30 06:00 | 2009-01-30 | 750:00 | 0 | 0 | 0 | 0 | 0 | 0 | 0
2014-01-30 07:00 | 2009-01-30 | 751:00 | 0 | 0 | 0 | 0 | 0 | 0 | 0
2014-01-30 08:00 | 2009-01-30 | 752:00 | 0 | 0 | 0 | 0 | 0 | 0 | 0
2014-01-30 09:00 | 2009-01-30 | 753:00 | 0 | 0 | 0 | 0 | 0.05 | 0.01 | 0.002451
2014-01-30 10:00 | 2009-01-30 | 754:00 | 0 | 0.07 | 0.04 | 0.01 | 0.38 | 0.1 | 0.02451
2014-01-30 11:00 | 2009-01-30 | 755:00 | 0.21 | 0.18 | 1.08 | 0.02 | 1.59 | 0.616 | 0.15098
2014-01-30 12:00 | 2009-01-30 | 756:00 | 0.62 | 0.34 | 2.41 | 0.03 | 2.28 | 1.136 | 0.27843
2014-01-30 13:00 | 2009-01-30 | 757:00 | 1.75 | 0.52 | 2.85 | 0.06 | 1.06 | 1.248 | 0.30588
2014-01-30 14:00 | 2009-01-30 | 758:00 | 2.06 | 0.95 | 2.76 | 0.03 | 0.2 | 1.2 | 0.29412
2014-01-30 15:00 | 2009-01-30 | 759:00 | 1.46 | 0.45 | 2.29 | 0.01 | 0.16 | 0.874 | 0.21422
2014-01-30 16:00 | 2009-01-30 | 760:00 | 0.2 | 0.06 | 1.42 | 0 | 0.07 | 0.35 | 0.085784
2014-01-30 17:00 | 2009-01-30 | 761:00 | 0 | 0 | 0.13 | 0 | 0 | 0.026 | 0.0063725
2014-01-30 18:00 | 2009-01-30 | 762:00 | 0 | 0 | 0 | 0 | 0 | 0 | 0
2014-01-30 19:00 | 2009-01-30 | 763:00 | 0 | 0 | 0 | 0 | 0 | 0 | 0
2014-01-30 20:00 | 2009-01-30 | 764:00 | 0 | 0 | 0 | 0 | 0 | 0 | 0
2014-01-30 21:00 | 2009-01-30 | 765:00 | 0 | 0 | 0 | 0 | 0 | 0 | 0
2014-01-30 22:00 | 2009-01-30 | 766:00 | 0 | 0 | 0 | 0 | 0 | 0 | 0
2014-01-30 23:00 | 2009-01-30 | 767:00 | 0 | 0 | 0 | 0 | 0 | 0 | 0
2014-01-31 | 2009-01-30 | 768:00 | 0 | 0 | 0 | 0 | 0 | 0 | 0
2014-01-31 01:00 | 2009-01-31 | 769:00 | 0 | 0 | 0 | 0 | 0 | 0 | 0
2014-01-31 02:00 | 2009-01-31 | 770:00 | 0 | 0 | 0 | 0 | 0 | 0 | 0
2014-01-31 03:00 | 2009-01-31 | 771:00 | 0 | 0 | 0 | 0 | 0 | 0 | 0
2014-01-31 04:00 | 2009-01-31 | 772:00 | 0 | 0 | 0 | 0 | 0 | 0 | 0
2014-01-31 05:00 | 2009-01-31 | 773:00 | 0 | 0 | 0 | 0 | 0 | 0 | 0
2014-01-31 06:00 | 2009-01-31 | 774:00 | 0 | 0 | 0 | 0 | 0 | 0 | 0
2014-01-31 07:00 | 2009-01-31 | 775:00 | 0 | 0 | 0 | 0 | 0 | 0 | 0
2014-01-31 08:00 | 2009-01-31 | 776:00 | 0 | 0 | 0 | 0 | 0 | 0 | 0
2014-01-31 09:00 | 2009-01-31 | 777:00 | 0.04 | 0 | 0 | 0 | 0 | 0.008 | 0.0019608
2014-01-31 10:00 | 2009-01-31 | 778:00 | 1.29 | 0.11 | 0.02 | 0.01 | 0.09 | 0.304 | 0.07451
2014-01-31 11:00 | 2009-01-31 | 779:00 | 2.4 | 0.24 | 0.6 | 0.03 | 0.25 | 0.704 | 0.17255
2014-01-31 12:00 | 2009-01-31 | 780:00 | 2.81 | 0.27 | 2.41 | 0.04 | 0.31 | 1.168 | 0.28627
2014-01-31 13:00 | 2009-01-31 | 781:00 | 2.76 | 0.9 | 1.37 | 0.2 | 0.29 | 1.104 | 0.27059
2014-01-31 14:00 | 2009-01-31 | 782:00 | 2.26 | 0.29 | 0.53 | 0.14 | 0.25 | 0.694 | 0.1701
2014-01-31 15:00 | 2009-01-31 | 783:00 | 1.33 | 0.24 | 0.38 | 0.03 | 0.13 | 0.422 | 0.10343
2014-01-31 16:00 | 2009-01-31 | 784:00 | 0.16 | 0.1 | 0.14 | 0 | 0.03 | 0.086 | 0.021078
2014-01-31 17:00 | 2009-01-31 | 785:00 | 0 | 0 | 0.02 | 0 | 0 | 0.004 | 0.00098039
2014-01-31 18:00 | 2009-01-31 | 786:00 | 0 | 0 | 0 | 0 | 0 | 0 | 0
2014-01-31 19:00 | 2009-01-31 | 787:00 | 0 | 0 | 0 | 0 | 0 | 0 | 0
2014-01-31 20:00 | 2009-01-31 | 788:00 | 0 | 0 | 0 | 0 | 0 | 0 | 0
2014-01-31 21:00 | 2009-01-31 | 789:00 | 0 | 0 | 0 | 0 | 0 | 0 | 0
2014-01-31 22:00 | 2009-01-31 | 790:00 | 0 | 0 | 0 | 0 | 0 | 0 | 0
2014-01-31 23:00 | 2009-01-31 | 791:00 | 0 | 0 | 0 | 0 | 0 | 0 | 0
2014-02-01 | 2009-01-31 | 792:00 | 0 | 0 | 0 | 0 | 0 | 0 | 0
2014-02-01 01:00 | 2009-02-01 | 793:00 | 0 | 0 | 0 | 0 | 0 | 0 | 0
2014-02-01 02:00 | 2009-02-01 | 794:00 | 0 | 0 | 0 | 0 | 0 | 0 | 0
2014-02-01 03:00 | 2009-02-01 | 795:00 | 0 | 0 | 0 | 0 | 0 | 0 | 0
2014-02-01 04:00 | 2009-02-01 | 796:00 | 0 | 0 | 0 | 0 | 0 | 0 | 0
2014-02-01 05:00 | 2009-02-01 | 797:00 | 0 | 0 | 0 | 0 | 0 | 0 | 0
2014-02-01 06:00 | 2009-02-01 | 798:00 | 0 | 0 | 0 | 0 | 0 | 0 | 0
2014-02-01 07:00 | 2009-02-01 | 799:00 | 0 | 0 | 0 | 0 | 0 | 0 | 0
2014-02-01 08:00 | 2009-02-01 | 800:00 | 0 | 0 | 0 | 0 | 0 | 0 | 0
2014-02-01 09:00 | 2009-02-01 | 801:00 | 0.02 | 0 | 0 | 0 | 0 | 0.004 | 0.00098039
2014-02-01 10:00 | 2009-02-01 | 802:00 | 0.56 | 0.02 | 0.02 | 0.03 | 0.03 | 0.132 | 0.032353
2014-02-01 11:00 | 2009-02-01 | 803:00 | 1.03 | 0.05 | 0.65 | 0.08 | 0.14 | 0.39 | 0.095588
2014-02-01 12:00 | 2009-02-01 | 804:00 | 1.05 | 0.08 | 0.18 | 0.28 | 1.56 | 0.63 | 0.15441
2014-02-01 13:00 | 2009-02-01 | 805:00 | 1.9 | 0.03 | 1.03 | 0.14 | 1.99 | 1.018 | 0.24951
2014-02-01 14:00 | 2009-02-01 | 806:00 | 1.59 | 0.03 | 2.39 | 0.09 | 1.63 | 1.146 | 0.28088
2014-02-01 15:00 | 2009-02-01 | 807:00 | 0.69 | 0.03 | 2.01 | 0.04 | 0.7 | 0.694 | 0.1701
2014-02-01 16:00 | 2009-02-01 | 808:00 | 0.04 | 0.01 | 0.33 | 0.03 | 0.13 | 0.108 | 0.026471
2014-02-01 17:00 | 2009-02-01 | 809:00 | 0 | 0 | 0.07 | 0 | 0 | 0.014 | 0.0034314
2014-02-01 18:00 | 2009-02-01 | 810:00 | 0 | 0 | 0 | 0 | 0 | 0 | 0
2014-02-01 19:00 | 2009-02-01 | 811:00 | 0 | 0 | 0 | 0 | 0 | 0 | 0
2014-02-01 20:00 | 2009-02-01 | 812:00 | 0 | 0 | 0 | 0 | 0 | 0 | 0
2014-02-01 21:00 | 2009-02-01 | 813:00 | 0 | 0 | 0 | 0 | 0 | 0 | 0
2014-02-01 22:00 | 2009-02-01 | 814:00 | 0 | 0 | 0 | 0 | 0 | 0 | 0
2014-02-01 23:00 | 2009-02-01 | 815:00 | 0 | 0 | 0 | 0 | 0 | 0 | 0
2014-02-02 | 2009-02-01 | 816:00 | 0 | 0 | 0 | 0 | 0 | 0 | 0
2014-02-02 01:00 | 2009-02-02 | 817:00 | 0 | 0 | 0 | 0 | 0 | 0 | 0
2014-02-02 02:00 | 2009-02-02 | 818:00 | 0 | 0 | 0 | 0 | 0 | 0 | 0
2014-02-02 03:00 | 2009-02-02 | 819:00 | 0 | 0 | 0 | 0 | 0 | 0 | 0
2014-02-02 04:00 | 2009-02-02 | 820:00 | 0 | 0 | 0 | 0 | 0 | 0 | 0
2014-02-02 05:00 | 2009-02-02 | 821:00 | 0 | 0 | 0 | 0 | 0 | 0 | 0
2014-02-02 06:00 | 2009-02-02 | 822:00 | 0 | 0 | 0 | 0 | 0 | 0 | 0
2014-02-02 07:00 | 2009-02-02 | 823:00 | 0 | 0 | 0 | 0 | 0 | 0 | 0
2014-02-02 08:00 | 2009-02-02 | 824:00 | 0 | 0 | 0 | 0 | 0 | 0 | 0
2014-02-02 09:00 | 2009-02-02 | 825:00 | 0.08 | 0 | 0 | 0.01 | 0 | 0.018 | 0.0044118
2014-02-02 10:00 | 2009-02-02 | 826:00 | 0.73 | 0.02 | 0.01 | 0.12 | 0.12 | 0.2 | 0.04902
2014-02-02 11:00 | 2009-02-02 | 827:00 | 2.61 | 0.02 | 0.14 | 0.2 | 0.94 | 0.782 | 0.19167
2014-02-02 12:00 | 2009-02-02 | 828:00 | 2.74 | 0.05 | 0.2 | 0.22 | 1.64 | 0.97 | 0.23775
2014-02-02 13:00 | 2009-02-02 | 829:00 | 2.21 | 0.08 | 0.24 | 0.26 | 2.22 | 1.002 | 0.24559
2014-02-02 14:00 | 2009-02-02 | 830:00 | 2.56 | 0.05 | 0.53 | 0.32 | 0.3 | 0.752 | 0.18431
2014-02-02 15:00 | 2009-02-02 | 831:00 | 0.84 | 0.03 | 0.27 | 0.19 | 0.13 | 0.292 | 0.071569
2014-02-02 16:00 | 2009-02-02 | 832:00 | 0.19 | 0 | 0.27 | 0.03 | 0.01 | 0.1 | 0.02451
2014-02-02 17:00 | 2009-02-02 | 833:00 | 0 | 0 | 0.04 | 0 | 0 | 0.008 | 0.0019608
2014-02-02 18:00 | 2009-02-02 | 834:00 | 0 | 0 | 0 | 0 | 0 | 0 | 0
2014-02-02 19:00 | 2009-02-02 | 835:00 | 0 | 0 | 0 | 0 | 0 | 0 | 0
2014-02-02 20:00 | 2009-02-02 | 836:00 | 0 | 0 | 0 | 0 | 0 | 0 | 0
2014-02-02 21:00 | 2009-02-02 | 837:00 | 0 | 0 | 0 | 0 | 0 | 0 | 0
2014-02-02 22:00 | 2009-02-02 | 838:00 | 0 | 0 | 0 | 0 | 0 | 0 | 0
2014-02-02 23:00 | 2009-02-02 | 839:00 | 0 | 0 | 0 | 0 | 0 | 0 | 0
2014-02-03 | 2009-02-02 | 840:00 | 0 | 0 | 0 | 0 | 0 | 0 | 0
2014-02-03 01:00 | 2009-02-03 | 841:00 | 0 | 0 | 0 | 0 | 0 | 0 | 0
2014-02-03 02:00 | 2009-02-03 | 842:00 | 0 | 0 | 0 | 0 | 0 | 0 | 0
2014-02-03 03:00 | 2009-02-03 | 843:00 | 0 | 0 | 0 | 0 | 0 | 0 | 0
2014-02-03 04:00 | 2009-02-03 | 844:00 | 0 | 0 | 0 | 0 | 0 | 0 | 0
2014-02-03 05:00 | 2009-02-03 | 845:00 | 0 | 0 | 0 | 0 | 0 | 0 | 0
2014-02-03 06:00 | 2009-02-03 | 846:00 | 0 | 0 | 0 | 0 | 0 | 0 | 0
2014-02-03 07:00 | 2009-02-03 | 847:00 | 0 | 0 | 0 | 0 | 0 | 0 | 0
2014-02-03 08:00 | 2009-02-03 | 848:00 | 0 | 0 | 0 | 0 | 0 | 0 | 0
2014-02-03 09:00 | 2009-02-03 | 849:00 | 0 | 0 | 0 | 0 | 0 | 0 | 0
2014-02-03 10:00 | 2009-02-03 | 850:00 | 0 | 0 | 0.2 | 0.13 | 0.03 | 0.072 | 0.017647
2014-02-03 11:00 | 2009-02-03 | 851:00 | 0.04 | 0.01 | 0.78 | 0.22 | 0.1 | 0.23 | 0.056373
2014-02-03 12:00 | 2009-02-03 | 852:00 | 0.13 | 0.02 | 0.72 | 0.45 | 0.1 | 0.284 | 0.069608
2014-02-03 13:00 | 2009-02-03 | 853:00 | 0.15 | 0.02 | 0.42 | 0.38 | 0.15 | 0.224 | 0.054902
2014-02-03 14:00 | 2009-02-03 | 854:00 | 0.05 | 0.02 | 0.92 | 0.98 | 0.39 | 0.472 | 0.11569
2014-02-03 15:00 | 2009-02-03 | 855:00 | 0.04 | 0.01 | 0.81 | 1.15 | 1.23 | 0.648 | 0.15882
2014-02-03 16:00 | 2009-02-03 | 856:00 | 0 | 0 | 0.54 | 0.21 | 0.17 | 0.184 | 0.045098
2014-02-03 17:00 | 2009-02-03 | 857:00 | 0 | 0 | 0.09 | 0 | 0.01 | 0.02 | 0.004902
2014-02-03 18:00 | 2009-02-03 | 858:00 | 0 | 0 | 0 | 0 | 0 | 0 | 0
2014-02-03 19:00 | 2009-02-03 | 859:00 | 0 | 0 | 0 | 0 | 0 | 0 | 0
2014-02-03 20:00 | 2009-02-03 | 860:00 | 0 | 0 | 0 | 0 | 0 | 0 | 0
2014-02-03 21:00 | 2009-02-03 | 861:00 | 0 | 0 | 0 | 0 | 0 | 0 | 0
2014-02-03 22:00 | 2009-02-03 | 862:00 | 0 | 0 | 0 | 0 | 0 | 0 | 0
2014-02-03 23:00 | 2009-02-03 | 863:00 | 0 | 0 | 0 | 0 | 0 | 0 | 0
2014-02-04 | 2009-02-03 | 864:00 | 0 | 0 | 0 | 0 | 0 | 0 | 0
2014-02-04 01:00 | 2009-02-04 | 865:00 | 0 | 0 | 0 | 0 | 0 | 0 | 0
2014-02-04 02:00 | 2009-02-04 | 866:00 | 0 | 0 | 0 | 0 | 0 | 0 | 0
2014-02-04 03:00 | 2009-02-04 | 867:00 | 0 | 0 | 0 | 0 | 0 | 0 | 0
2014-02-04 04:00 | 2009-02-04 | 868:00 | 0 | 0 | 0 | 0 | 0 | 0 | 0
2014-02-04 05:00 | 2009-02-04 | 869:00 | 0 | 0 | 0 | 0 | 0 | 0 | 0
2014-02-04 06:00 | 2009-02-04 | 870:00 | 0 | 0 | 0 | 0 | 0 | 0 | 0
2014-02-04 07:00 | 2009-02-04 | 871:00 | 0 | 0 | 0 | 0 | 0 | 0 | 0
2014-02-04 08:00 | 2009-02-04 | 872:00 | 0 | 0 | 0 | 0 | 0 | 0 | 0
2014-02-04 09:00 | 2009-02-04 | 873:00 | 0 | 0 | 0 | 0.03 | 0.02 | 0.01 | 0.002451
2014-02-04 10:00 | 2009-02-04 | 874:00 | 0.09 | 0.02 | 0.02 | 0.16 | 0.07 | 0.072 | 0.017647
2014-02-04 11:00 | 2009-02-04 | 875:00 | 1.9 | 0.03 | 0.38 | 1.22 | 0.17 | 0.74 | 0.18137
2014-02-04 12:00 | 2009-02-04 | 876:00 | 1.69 | 0.16 | 1.46 | 1.4 | 0.81 | 1.104 | 0.27059
2014-02-04 13:00 | 2009-02-04 | 877:00 | 0.71 | 0.12 | 1.99 | 1.15 | 1.24 | 1.042 | 0.25539
2014-02-04 14:00 | 2009-02-04 | 878:00 | 0.51 | 0.05 | 0.23 | 0.95 | 1.73 | 0.694 | 0.1701
2014-02-04 15:00 | 2009-02-04 | 879:00 | 0.26 | 0.03 | 0.3 | 0.74 | 1.49 | 0.564 | 0.13824
2014-02-04 16:00 | 2009-02-04 | 880:00 | 0.07 | 0.01 | 0.25 | 0.2 | 0.32 | 0.17 | 0.041667
2014-02-04 17:00 | 2009-02-04 | 881:00 | 0 | 0 | 0.08 | 0 | 0 | 0.016 | 0.0039216
2014-02-04 18:00 | 2009-02-04 | 882:00 | 0 | 0 | 0 | 0 | 0 | 0 | 0
2014-02-04 19:00 | 2009-02-04 | 883:00 | 0 | 0 | 0 | 0 | 0 | 0 | 0
2014-02-04 20:00 | 2009-02-04 | 884:00 | 0 | 0 | 0 | 0 | 0 | 0 | 0
2014-02-04 21:00 | 2009-02-04 | 885:00 | 0 | 0 | 0 | 0 | 0 | 0 | 0
2014-02-04 22:00 | 2009-02-04 | 886:00 | 0 | 0 | 0 | 0 | 0 | 0 | 0
2014-02-04 23:00 | 2009-02-04 | 887:00 | 0 | 0 | 0 | 0 | 0 | 0 | 0
2014-02-05 | 2009-02-04 | 888:00 | 0 | 0 | 0 | 0 | 0 | 0 | 0
2014-02-05 01:00 | 2009-02-05 | 889:00 | 0 | 0 | 0 | 0 | 0 | 0 | 0
2014-02-05 02:00 | 2009-02-05 | 890:00 | 0 | 0 | 0 | 0 | 0 | 0 | 0
2014-02-05 03:00 | 2009-02-05 | 891:00 | 0 | 0 | 0 | 0 | 0 | 0 | 0
2014-02-05 04:00 | 2009-02-05 | 892:00 | 0 | 0 | 0 | 0 | 0 | 0 | 0
2014-02-05 05:00 | 2009-02-05 | 893:00 | 0 | 0 | 0 | 0 | 0 | 0 | 0
2014-02-05 06:00 | 2009-02-05 | 894:00 | 0 | 0 | 0 | 0 | 0 | 0 | 0
2014-02-05 07:00 | 2009-02-05 | 895:00 | 0 | 0 | 0 | 0 | 0 | 0 | 0
2014-02-05 08:00 | 2009-02-05 | 896:00 | 0 | 0 | 0 | 0 | 0 | 0 | 0
2014-02-05 09:00 | 2009-02-05 | 897:00 | 0.01 | 0 | 0 | 0.18 | 0.09 | 0.056 | 0.013725
2014-02-05 10:00 | 2009-02-05 | 898:00 | 0.7 | 0.04 | 0.04 | 1.15 | 0.54 | 0.494 | 0.12108
2014-02-05 11:00 | 2009-02-05 | 899:00 | 2.4 | 0.06 | 1.45 | 2.01 | 0.73 | 1.33 | 0.32598
2014-02-05 12:00 | 2009-02-05 | 900:00 | 2.89 | 0.08 | 1.52 | 0.81 | 0.53 | 1.166 | 0.28578
2014-02-05 13:00 | 2009-02-05 | 901:00 | 2.76 | 0.13 | 0.68 | 1.43 | 0.41 | 1.082 | 0.2652
2014-02-05 14:00 | 2009-02-05 | 902:00 | 2.31 | 0.27 | 0.6 | 2.34 | 0.28 | 1.16 | 0.28431
2014-02-05 15:00 | 2009-02-05 | 903:00 | 1.49 | 0.1 | 0.7 | 1.28 | 0.18 | 0.75 | 0.18382
2014-02-05 16:00 | 2009-02-05 | 904:00 | 0.43 | 0.01 | 0.38 | 0.34 | 0.05 | 0.242 | 0.059314
2014-02-05 17:00 | 2009-02-05 | 905:00 | 0 | 0 | 0.14 | 0.01 | 0 | 0.03 | 0.0073529
2014-02-05 18:00 | 2009-02-05 | 906:00 | 0 | 0 | 0 | 0 | 0 | 0 | 0
2014-02-05 19:00 | 2009-02-05 | 907:00 | 0 | 0 | 0 | 0 | 0 | 0 | 0
2014-02-05 20:00 | 2009-02-05 | 908:00 | 0 | 0 | 0 | 0 | 0 | 0 | 0
2014-02-05 21:00 | 2009-02-05 | 909:00 | 0 | 0 | 0 | 0 | 0 | 0 | 0
2014-02-05 22:00 | 2009-02-05 | 910:00 | 0 | 0 | 0 | 0 | 0 | 0 | 0
2014-02-05 23:00 | 2009-02-05 | 911:00 | 0 | 0 | 0 | 0 | 0 | 0 | 0
2014-02-06 | 2009-02-05 | 912:00 | 0 | 0 | 0 | 0 | 0 | 0 | 0
2014-02-06 01:00 | 2009-02-06 | 913:00 | 0 | 0 | 0 | 0 | 0 | 0 | 0
2014-02-06 02:00 | 2009-02-06 | 914:00 | 0 | 0 | 0 | 0 | 0 | 0 | 0
2014-02-06 03:00 | 2009-02-06 | 915:00 | 0 | 0 | 0 | 0 | 0 | 0 | 0
2014-02-06 04:00 | 2009-02-06 | 916:00 | 0 | 0 | 0 | 0 | 0 | 0 | 0
2014-02-06 05:00 | 2009-02-06 | 917:00 | 0 | 0 | 0 | 0 | 0 | 0 | 0
2014-02-06 06:00 | 2009-02-06 | 918:00 | 0 | 0 | 0 | 0 | 0 | 0 | 0
2014-02-06 07:00 | 2009-02-06 | 919:00 | 0 | 0 | 0 | 0 | 0 | 0 | 0
2014-02-06 08:00 | 2009-02-06 | 920:00 | 0 | 0 | 0 | 0 | 0 | 0 | 0
2014-02-06 09:00 | 2009-02-06 | 921:00 | 0.02 | 0.02 | 0 | 0 | 0.04 | 0.016 | 0.0039216
2014-02-06 10:00 | 2009-02-06 | 922:00 | 0.13 | 0.51 | 0.26 | 0.06 | 1.06 | 0.404 | 0.09902
2014-02-06 11:00 | 2009-02-06 | 923:00 | 0.27 | 0.64 | 2.05 | 0.13 | 1.1 | 0.838 | 0.20539
2014-02-06 12:00 | 2009-02-06 | 924:00 | 0.3 | 0.66 | 2.8 | 0.5 | 2.88 | 1.428 | 0.35
2014-02-06 13:00 | 2009-02-06 | 925:00 | 0.22 | 0.15 | 3.03 | 0.77 | 1.56 | 1.146 | 0.28088
2014-02-06 14:00 | 2009-02-06 | 926:00 | 0.18 | 0.13 | 2.92 | 0.52 | 0.59 | 0.868 | 0.21275
2014-02-06 15:00 | 2009-02-06 | 927:00 | 0.08 | 0.14 | 2.2 | 0.18 | 0.99 | 0.718 | 0.17598
2014-02-06 16:00 | 2009-02-06 | 928:00 | 0.01 | 0.03 | 1.51 | 0.01 | 0.29 | 0.37 | 0.090686
2014-02-06 17:00 | 2009-02-06 | 929:00 | 0 | 0 | 0.4 | 0 | 0 | 0.08 | 0.019608
2014-02-06 18:00 | 2009-02-06 | 930:00 | 0 | 0 | 0.01 | 0 | 0 | 0.002 | 0.0004902
2014-02-06 19:00 | 2009-02-06 | 931:00 | 0 | 0 | 0 | 0 | 0 | 0 | 0
2014-02-06 20:00 | 2009-02-06 | 932:00 | 0 | 0 | 0 | 0 | 0 | 0 | 0
2014-02-06 21:00 | 2009-02-06 | 933:00 | 0 | 0 | 0 | 0 | 0 | 0 | 0
2014-02-06 22:00 | 2009-02-06 | 934:00 | 0 | 0 | 0 | 0 | 0 | 0 | 0
2014-02-06 23:00 | 2009-02-06 | 935:00 | 0 | 0 | 0 | 0 | 0 | 0 | 0
2014-02-07 | 2009-02-06 | 936:00 | 0 | 0 | 0 | 0 | 0 | 0 | 0
2014-02-07 01:00 | 2009-02-07 | 937:00 | 0 | 0 | 0 | 0 | 0 | 0 | 0
2014-02-07 02:00 | 2009-02-07 | 938:00 | 0 | 0 | 0 | 0 | 0 | 0 | 0
2014-02-07 03:00 | 2009-02-07 | 939:00 | 0 | 0 | 0 | 0 | 0 | 0 | 0
2014-02-07 04:00 | 2009-02-07 | 940:00 | 0 | 0 | 0 | 0 | 0 | 0 | 0
2014-02-07 05:00 | 2009-02-07 | 941:00 | 0 | 0 | 0 | 0 | 0 | 0 | 0
2014-02-07 06:00 | 2009-02-07 | 942:00 | 0 | 0 | 0 | 0 | 0 | 0 | 0
2014-02-07 07:00 | 2009-02-07 | 943:00 | 0 | 0 | 0 | 0 | 0 | 0 | 0
2014-02-07 08:00 | 2009-02-07 | 944:00 | 0 | 0 | 0 | 0 | 0 | 0 | 0
2014-02-07 09:00 | 2009-02-07 | 945:00 | 0 | 0.03 | 0 | 0.01 | 0.24 | 0.056 | 0.013725
2014-02-07 10:00 | 2009-02-07 | 946:00 | 0 | 0.13 | 0.29 | 0.06 | 0.22 | 0.14 | 0.034314
2014-02-07 11:00 | 2009-02-07 | 947:00 | 0 | 0.82 | 2.11 | 0.1 | 0.27 | 0.66 | 0.16176
2014-02-07 12:00 | 2009-02-07 | 948:00 | 0 | 1.74 | 2.85 | 0.15 | 1.12 | 1.172 | 0.28725
2014-02-07 13:00 | 2009-02-07 | 949:00 | 0 | 1.3 | 3.08 | 0.18 | 2.07 | 1.326 | 0.325
2014-02-07 14:00 | 2009-02-07 | 950:00 | 0 | 1.19 | 2.95 | 0.16 | 0.62 | 0.984 | 0.24118
2014-02-07 15:00 | 2009-02-07 | 951:00 | 0 | 0.65 | 2.49 | 0.11 | 0.29 | 0.708 | 0.17353
2014-02-07 16:00 | 2009-02-07 | 952:00 | 0 | 0.47 | 1.69 | 0.03 | 0.1 | 0.458 | 0.11225
2014-02-07 17:00 | 2009-02-07 | 953:00 | 0 | 0.01 | 0.43 | 0 | 0 | 0.088 | 0.021569
2014-02-07 18:00 | 2009-02-07 | 954:00 | 0 | 0 | 0 | 0 | 0 | 0 | 0
2014-02-07 19:00 | 2009-02-07 | 955:00 | 0 | 0 | 0 | 0 | 0 | 0 | 0
2014-02-07 20:00 | 2009-02-07 | 956:00 | 0 | 0 | 0 | 0 | 0 | 0 | 0
2014-02-07 21:00 | 2009-02-07 | 957:00 | 0 | 0 | 0 | 0 | 0 | 0 | 0
2014-02-07 22:00 | 2009-02-07 | 958:00 | 0 | 0 | 0 | 0 | 0 | 0 | 0
2014-02-07 23:00 | 2009-02-07 | 959:00 | 0 | 0 | 0 | 0 | 0 | 0 | 0
2014-02-08 | 2009-02-07 | 960:00 | 0 | 0 | 0 | 0 | 0 | 0 | 0
2014-02-08 01:00 | 2009-02-08 | 961:00 | 0 | 0 | 0 | 0 | 0 | 0 | 0
2014-02-08 02:00 | 2009-02-08 | 962:00 | 0 | 0 | 0 | 0 | 0 | 0 | 0
2014-02-08 03:00 | 2009-02-08 | 963:00 | 0 | 0 | 0 | 0 | 0 | 0 | 0
2014-02-08 04:00 | 2009-02-08 | 964:00 | 0 | 0 | 0 | 0 | 0 | 0 | 0
2014-02-08 05:00 | 2009-02-08 | 965:00 | 0 | 0 | 0 | 0 | 0 | 0 | 0
2014-02-08 06:00 | 2009-02-08 | 966:00 | 0 | 0 | 0 | 0 | 0 | 0 | 0
2014-02-08 07:00 | 2009-02-08 | 967:00 | 0 | 0 | 0 | 0 | 0 | 0 | 0
2014-02-08 08:00 | 2009-02-08 | 968:00 | 0 | 0 | 0 | 0 | 0 | 0 | 0
2014-02-08 09:00 | 2009-02-08 | 969:00 | 0 | 0.21 | 0 | 0.09 | 0.02 | 0.064 | 0.015686
2014-02-08 10:00 | 2009-02-08 | 970:00 | 0 | 2.04 | 0.15 | 0.78 | 0.31 | 0.656 | 0.16078
2014-02-08 11:00 | 2009-02-08 | 971:00 | 0 | 1.8 | 0.26 | 1.28 | 1.89 | 1.046 | 0.25637
2014-02-08 12:00 | 2009-02-08 | 972:00 | 0 | 2.95 | 0.36 | 2.01 | 2.45 | 1.554 | 0.38088
2014-02-08 13:00 | 2009-02-08 | 973:00 | 0 | 2.69 | 0.41 | 2.51 | 2.86 | 1.694 | 0.4152
2014-02-08 14:00 | 2009-02-08 | 974:00 | 0 | 2.23 | 0.33 | 2.33 | 2.11 | 1.4 | 0.34314
2014-02-08 15:00 | 2009-02-08 | 975:00 | 0 | 1.6 | 0.28 | 1.59 | 0.43 | 0.78 | 0.19118
2014-02-08 16:00 | 2009-02-08 | 976:00 | 0 | 0.45 | 0.19 | 0.42 | 0.12 | 0.236 | 0.057843
2014-02-08 17:00 | 2009-02-08 | 977:00 | 0 | 0.01 | 0.07 | 0 | 0.01 | 0.018 | 0.0044118
2014-02-08 18:00 | 2009-02-08 | 978:00 | 0 | 0 | 0 | 0 | 0 | 0 | 0
2014-02-08 19:00 | 2009-02-08 | 979:00 | 0 | 0 | 0 | 0 | 0 | 0 | 0
2014-02-08 20:00 | 2009-02-08 | 980:00 | 0 | 0 | 0 | 0 | 0 | 0 | 0
2014-02-08 21:00 | 2009-02-08 | 981:00 | 0 | 0 | 0 | 0 | 0 | 0 | 0
2014-02-08 22:00 | 2009-02-08 | 982:00 | 0 | 0 | 0 | 0 | 0 | 0 | 0
2014-02-08 23:00 | 2009-02-08 | 983:00 | 0 | 0 | 0 | 0 | 0 | 0 | 0
2014-02-09 | 2009-02-08 | 984:00 | 0 | 0 | 0 | 0 | 0 | 0 | 0
2014-02-09 01:00 | 2009-02-09 | 985:00 | 0 | 0 | 0 | 0 | 0 | 0 | 0
2014-02-09 02:00 | 2009-02-09 | 986:00 | 0 | 0 | 0 | 0 | 0 | 0 | 0
2014-02-09 03:00 | 2009-02-09 | 987:00 | 0 | 0 | 0 | 0 | 0 | 0 | 0
2014-02-09 04:00 | 2009-02-09 | 988:00 | 0 | 0 | 0 | 0 | 0 | 0 | 0
2014-02-09 05:00 | 2009-02-09 | 989:00 | 0 | 0 | 0 | 0 | 0 | 0 | 0
2014-02-09 06:00 | 2009-02-09 | 990:00 | 0 | 0 | 0 | 0 | 0 | 0 | 0
2014-02-09 07:00 | 2009-02-09 | 991:00 | 0 | 0 | 0 | 0 | 0 | 0 | 0
2014-02-09 08:00 | 2009-02-09 | 992:00 | 0 | 0 | 0 | 0 | 0 | 0 | 0
2014-02-09 09:00 | 2009-02-09 | 993:00 | 0 | 0.45 | 0 | 0.36 | 0.01 | 0.164 | 0.040196
2014-02-09 10:00 | 2009-02-09 | 994:00 | 0 | 1.77 | 0.02 | 1.99 | 0.16 | 0.788 | 0.19314
2014-02-09 11:00 | 2009-02-09 | 995:00 | 0.02 | 2.59 | 0.12 | 2.34 | 0.23 | 1.06 | 0.2598
2014-02-09 12:00 | 2009-02-09 | 996:00 | 1.79 | 2.18 | 0.21 | 2.43 | 0.45 | 1.412 | 0.34608
2014-02-09 13:00 | 2009-02-09 | 997:00 | 1.97 | 2.08 | 0.51 | 2.58 | 0.62 | 1.552 | 0.38039
2014-02-09 14:00 | 2009-02-09 | 998:00 | 1.72 | 0.78 | 0.66 | 2 | 1.91 | 1.414 | 0.34657
2014-02-09 15:00 | 2009-02-09 | 999:00 | 1.12 | 0.42 | 0.22 | 0.53 | 0.56 | 0.57 | 0.13971
2014-02-09 16:00 | 2009-02-09 | 1000:00 | 0.33 | 0.16 | 0.4 | 0.14 | 0.09 | 0.224 | 0.054902
2014-02-09 17:00 | 2009-02-09 | 1001:00 | 0.01 | 0 | 0.06 | 0 | 0 | 0.014 | 0.0034314
2014-02-09 18:00 | 2009-02-09 | 1002:00 | 0 | 0 | 0 | 0 | 0 | 0 | 0
2014-02-09 19:00 | 2009-02-09 | 1003:00 | 0 | 0 | 0 | 0 | 0 | 0 | 0
2014-02-09 20:00 | 2009-02-09 | 1004:00 | 0 | 0 | 0 | 0 | 0 | 0 | 0
2014-02-09 21:00 | 2009-02-09 | 1005:00 | 0 | 0 | 0 | 0 | 0 | 0 | 0
2014-02-09 22:00 | 2009-02-09 | 1006:00 | 0 | 0 | 0 | 0 | 0 | 0 | 0
2014-02-09 23:00 | 2009-02-09 | 1007:00 | 0 | 0 | 0 | 0 | 0 | 0 | 0
2014-02-10 | 2009-02-09 | 1008:00 | 0 | 0 | 0 | 0 | 0 | 0 | 0
2014-02-10 01:00 | 2009-02-10 | 1009:00 | 0 | 0 | 0 | 0 | 0 | 0 | 0
2014-02-10 02:00 | 2009-02-10 | 1010:00 | 0 | 0 | 0 | 0 | 0 | 0 | 0
2014-02-10 03:00 | 2009-02-10 | 1011:00 | 0 | 0 | 0 | 0 | 0 | 0 | 0
2014-02-10 04:00 | 2009-02-10 | 1012:00 | 0 | 0 | 0 | 0 | 0 | 0 | 0
2014-02-10 05:00 | 2009-02-10 | 1013:00 | 0 | 0 | 0 | 0 | 0 | 0 | 0
2014-02-10 06:00 | 2009-02-10 | 1014:00 | 0 | 0 | 0 | 0 | 0 | 0 | 0
2014-02-10 07:00 | 2009-02-10 | 1015:00 | 0 | 0 | 0 | 0 | 0 | 0 | 0
2014-02-10 08:00 | 2009-02-10 | 1016:00 | 0 | 0 | 0 | 0 | 0 | 0 | 0
2014-02-10 09:00 | 2009-02-10 | 1017:00 | 0 | 0.08 | 0 | 0.44 | 0.17 | 0.138 | 0.033824
2014-02-10 10:00 | 2009-02-10 | 1018:00 | 0.05 | 1.79 | 0.03 | 1.52 | 2.18 | 1.114 | 0.27304
2014-02-10 11:00 | 2009-02-10 | 1019:00 | 0.08 | 2.8 | 0.09 | 2.16 | 2.43 | 1.512 | 0.37059
2014-02-10 12:00 | 2009-02-10 | 1020:00 | 0.07 | 3.05 | 0.21 | 2.64 | 0.55 | 1.304 | 0.31961
2014-02-10 13:00 | 2009-02-10 | 1021:00 | 0.08 | 2.92 | 0.22 | 2.83 | 0.29 | 1.268 | 0.31078
2014-02-10 14:00 | 2009-02-10 | 1022:00 | 0.04 | 2.46 | 0.32 | 2.4 | 0.25 | 1.094 | 0.26814
2014-02-10 15:00 | 2009-02-10 | 1023:00 | 0 | 1.63 | 0.28 | 1.56 | 0.27 | 0.748 | 0.18333
2014-02-10 16:00 | 2009-02-10 | 1024:00 | 0 | 0.47 | 0.13 | 0.3 | 0.08 | 0.196 | 0.048039
2014-02-10 17:00 | 2009-02-10 | 1025:00 | 0 | 0.01 | 0.02 | 0.02 | 0.01 | 0.012 | 0.0029412
2014-02-10 18:00 | 2009-02-10 | 1026:00 | 0 | 0 | 0 | 0 | 0 | 0 | 0
2014-02-10 19:00 | 2009-02-10 | 1027:00 | 0 | 0 | 0 | 0 | 0 | 0 | 0
2014-02-10 20:00 | 2009-02-10 | 1028:00 | 0 | 0 | 0 | 0 | 0 | 0 | 0
2014-02-10 21:00 | 2009-02-10 | 1029:00 | 0 | 0 | 0 | 0 | 0 | 0 | 0
2014-02-10 22:00 | 2009-02-10 | 1030:00 | 0 | 0 | 0 | 0 | 0 | 0 | 0
2014-02-10 23:00 | 2009-02-10 | 1031:00 | 0 | 0 | 0 | 0 | 0 | 0 | 0
2014-02-11 | 2009-02-10 | 1032:00 | 0 | 0 | 0 | 0 | 0 | 0 | 0
2014-02-11 01:00 | 2009-02-11 | 1033:00 | 0 | 0 | 0 | 0 | 0 | 0 | 0
2014-02-11 02:00 | 2009-02-11 | 1034:00 | 0 | 0 | 0 | 0 | 0 | 0 | 0
2014-02-11 03:00 | 2009-02-11 | 1035:00 | 0 | 0 | 0 | 0 | 0 | 0 | 0
2014-02-11 04:00 | 2009-02-11 | 1036:00 | 0 | 0 | 0 | 0 | 0 | 0 | 0
2014-02-11 05:00 | 2009-02-11 | 1037:00 | 0 | 0 | 0 | 0 | 0 | 0 | 0
2014-02-11 06:00 | 2009-02-11 | 1038:00 | 0 | 0 | 0 | 0 | 0 | 0 | 0
2014-02-11 07:00 | 2009-02-11 | 1039:00 | 0 | 0 | 0 | 0 | 0 | 0 | 0
2014-02-11 08:00 | 2009-02-11 | 1040:00 | 0 | 0 | 0 | 0 | 0 | 0 | 0
2014-02-11 09:00 | 2009-02-11 | 1041:00 | 0 | 0.16 | 0 | 0.03 | 0.63 | 0.164 | 0.040196
2014-02-11 10:00 | 2009-02-11 | 1042:00 | 0.12 | 0.99 | 0.02 | 0.14 | 2.2 | 0.694 | 0.1701
2014-02-11 11:00 | 2009-02-11 | 1043:00 | 0.32 | 2.15 | 0.22 | 0.32 | 2.89 | 1.18 | 0.28922
2014-02-11 12:00 | 2009-02-11 | 1044:00 | 2.52 | 2.42 | 0.86 | 0.58 | 3.07 | 1.89 | 0.46324
2014-02-11 13:00 | 2009-02-11 | 1045:00 | 2.5 | 1.93 | 1.3 | 0.4 | 2.96 | 1.818 | 0.44559
2014-02-11 14:00 | 2009-02-11 | 1046:00 | 2.2 | 0.9 | 1.09 | 0.3 | 2.54 | 1.406 | 0.34461
2014-02-11 15:00 | 2009-02-11 | 1047:00 | 1.55 | 0.29 | 0.39 | 0.1 | 1.82 | 0.83 | 0.20343
2014-02-11 16:00 | 2009-02-11 | 1048:00 | 0.47 | 0.1 | 0.38 | 0.07 | 0.58 | 0.32 | 0.078431
2014-02-11 17:00 | 2009-02-11 | 1049:00 | 0.01 | 0.01 | 0.13 | 0.02 | 0.01 | 0.036 | 0.0088235
2014-02-11 18:00 | 2009-02-11 | 1050:00 | 0 | 0 | 0.01 | 0 | 0 | 0.002 | 0.0004902
2014-02-11 19:00 | 2009-02-11 | 1051:00 | 0 | 0 | 0 | 0 | 0 | 0 | 0
2014-02-11 20:00 | 2009-02-11 | 1052:00 | 0 | 0 | 0 | 0 | 0 | 0 | 0
2014-02-11 21:00 | 2009-02-11 | 1053:00 | 0 | 0 | 0 | 0 | 0 | 0 | 0
2014-02-11 22:00 | 2009-02-11 | 1054:00 | 0 | 0 | 0 | 0 | 0 | 0 | 0
2014-02-11 23:00 | 2009-02-11 | 1055:00 | 0 | 0 | 0 | 0 | 0 | 0 | 0
2014-02-12 | 2009-02-11 | 1056:00 | 0 | 0 | 0 | 0 | 0 | 0 | 0
2014-02-12 01:00 | 2009-02-12 | 1057:00 | 0 | 0 | 0 | 0 | 0 | 0 | 0
2014-02-12 02:00 | 2009-02-12 | 1058:00 | 0 | 0 | 0 | 0 | 0 | 0 | 0
2014-02-12 03:00 | 2009-02-12 | 1059:00 | 0 | 0 | 0 | 0 | 0 | 0 | 0
2014-02-12 04:00 | 2009-02-12 | 1060:00 | 0 | 0 | 0 | 0 | 0 | 0 | 0
2014-02-12 05:00 | 2009-02-12 | 1061:00 | 0 | 0 | 0 | 0 | 0 | 0 | 0
2014-02-12 06:00 | 2009-02-12 | 1062:00 | 0 | 0 | 0 | 0 | 0 | 0 | 0
2014-02-12 07:00 | 2009-02-12 | 1063:00 | 0 | 0 | 0 | 0 | 0 | 0 | 0
2014-02-12 08:00 | 2009-02-12 | 1064:00 | 0 | 0 | 0 | 0 | 0 | 0 | 0
2014-02-12 09:00 | 2009-02-12 | 1065:00 | 0.26 | 0.58 | 0 | 0.66 | 0.05 | 0.31 | 0.07598
2014-02-12 10:00 | 2009-02-12 | 1066:00 | 1.42 | 2.24 | 0.1 | 2.16 | 0.29 | 1.242 | 0.30441
2014-02-12 11:00 | 2009-02-12 | 1067:00 | 2.31 | 2.9 | 0.15 | 2.95 | 0.61 | 1.784 | 0.43725
2014-02-12 12:00 | 2009-02-12 | 1068:00 | 2.67 | 3.1 | 0.11 | 2.32 | 0.49 | 1.738 | 0.42598
2014-02-12 13:00 | 2009-02-12 | 1069:00 | 2.63 | 2.99 | 0.16 | 2.13 | 0.74 | 1.73 | 0.42402
2014-02-12 14:00 | 2009-02-12 | 1070:00 | 1.99 | 2.48 | 0.12 | 2.58 | 1.5 | 1.734 | 0.425
2014-02-12 15:00 | 2009-02-12 | 1071:00 | 1.43 | 1.66 | 0.09 | 1.92 | 0.95 | 1.21 | 0.29657
2014-02-12 16:00 | 2009-02-12 | 1072:00 | 0.4 | 0.54 | 0.05 | 0.72 | 0.59 | 0.46 | 0.11275
2014-02-12 17:00 | 2009-02-12 | 1073:00 | 0.02 | 0.01 | 0.01 | 0.03 | 0.01 | 0.016 | 0.0039216
2014-02-12 18:00 | 2009-02-12 | 1074:00 | 0 | 0 | 0 | 0 | 0 | 0 | 0
2014-02-12 19:00 | 2009-02-12 | 1075:00 | 0 | 0 | 0 | 0 | 0 | 0 | 0
2014-02-12 20:00 | 2009-02-12 | 1076:00 | 0 | 0 | 0 | 0 | 0 | 0 | 0
2014-02-12 21:00 | 2009-02-12 | 1077:00 | 0 | 0 | 0 | 0 | 0 | 0 | 0
2014-02-12 22:00 | 2009-02-12 | 1078:00 | 0 | 0 | 0 | 0 | 0 | 0 | 0
2014-02-12 23:00 | 2009-02-12 | 1079:00 | 0 | 0 | 0 | 0 | 0 | 0 | 0
2014-02-13 | 2009-02-12 | 1080:00 | 0 | 0 | 0 | 0 | 0 | 0 | 0
2014-02-13 01:00 | 2009-02-13 | 1081:00 | 0 | 0 | 0 | 0 | 0 | 0 | 0
2014-02-13 02:00 | 2009-02-13 | 1082:00 | 0 | 0 | 0 | 0 | 0 | 0 | 0
2014-02-13 03:00 | 2009-02-13 | 1083:00 | 0 | 0 | 0 | 0 | 0 | 0 | 0
2014-02-13 04:00 | 2009-02-13 | 1084:00 | 0 | 0 | 0 | 0 | 0 | 0 | 0
2014-02-13 05:00 | 2009-02-13 | 1085:00 | 0 | 0 | 0 | 0 | 0 | 0 | 0
2014-02-13 06:00 | 2009-02-13 | 1086:00 | 0 | 0 | 0 | 0 | 0 | 0 | 0
2014-02-13 07:00 | 2009-02-13 | 1087:00 | 0 | 0 | 0 | 0 | 0 | 0 | 0
2014-02-13 08:00 | 2009-02-13 | 1088:00 | 0 | 0 | 0 | 0 | 0 | 0 | 0
2014-02-13 09:00 | 2009-02-13 | 1089:00 | 0.35 | 0.11 | 0 | 0.32 | 0.48 | 0.252 | 0.061765
2014-02-13 10:00 | 2009-02-13 | 1090:00 | 1.57 | 0.42 | 0.01 | 0.5 | 2.25 | 0.95 | 0.23284
2014-02-13 11:00 | 2009-02-13 | 1091:00 | 2.42 | 0.63 | 0.05 | 1.25 | 2.92 | 1.454 | 0.35637
2014-02-13 12:00 | 2009-02-13 | 1092:00 | 2.73 | 0.67 | 0.11 | 1.02 | 3 | 1.506 | 0.36912
2014-02-13 13:00 | 2009-02-13 | 1093:00 | 2.8 | 2.41 | 0.14 | 0.59 | 2.74 | 1.736 | 0.42549
2014-02-13 14:00 | 2009-02-13 | 1094:00 | 2.29 | 1.77 | 0.12 | 0.48 | 2.57 | 1.446 | 0.35441
2014-02-13 15:00 | 2009-02-13 | 1095:00 | 1.72 | 0.48 | 0.06 | 0.23 | 1.76 | 0.85 | 0.20833
2014-02-13 16:00 | 2009-02-13 | 1096:00 | 0.59 | 0.14 | 0.03 | 0.06 | 0.33 | 0.23 | 0.056373
2014-02-13 17:00 | 2009-02-13 | 1097:00 | 0.02 | 0 | 0 | 0 | 0.02 | 0.008 | 0.0019608
2014-02-13 18:00 | 2009-02-13 | 1098:00 | 0 | 0 | 0 | 0 | 0 | 0 | 0
2014-02-13 19:00 | 2009-02-13 | 1099:00 | 0 | 0 | 0 | 0 | 0 | 0 | 0
2014-02-13 20:00 | 2009-02-13 | 1100:00 | 0 | 0 | 0 | 0 | 0 | 0 | 0
2014-02-13 21:00 | 2009-02-13 | 1101:00 | 0 | 0 | 0 | 0 | 0 | 0 | 0
2014-02-13 22:00 | 2009-02-13 | 1102:00 | 0 | 0 | 0 | 0 | 0 | 0 | 0
2014-02-13 23:00 | 2009-02-13 | 1103:00 | 0 | 0 | 0 | 0 | 0 | 0 | 0
2014-02-14 | 2009-02-13 | 1104:00 | 0 | 0 | 0 | 0 | 0 | 0 | 0
2014-02-14 01:00 | 2009-02-14 | 1105:00 | 0 | 0 | 0 | 0 | 0 | 0 | 0
2014-02-14 02:00 | 2009-02-14 | 1106:00 | 0 | 0 | 0 | 0 | 0 | 0 | 0
2014-02-14 03:00 | 2009-02-14 | 1107:00 | 0 | 0 | 0 | 0 | 0 | 0 | 0
2014-02-14 04:00 | 2009-02-14 | 1108:00 | 0 | 0 | 0 | 0 | 0 | 0 | 0
2014-02-14 05:00 | 2009-02-14 | 1109:00 | 0 | 0 | 0 | 0 | 0 | 0 | 0
2014-02-14 06:00 | 2009-02-14 | 1110:00 | 0 | 0 | 0 | 0 | 0 | 0 | 0
2014-02-14 07:00 | 2009-02-14 | 1111:00 | 0 | 0 | 0 | 0 | 0 | 0 | 0
2014-02-14 08:00 | 2009-02-14 | 1112:00 | 0 | 0 | 0 | 0 | 0 | 0 | 0
2014-02-14 09:00 | 2009-02-14 | 1113:00 | 0.45 | 0.12 | 0 | 0.47 | 0.11 | 0.23 | 0.056373
2014-02-14 10:00 | 2009-02-14 | 1114:00 | 1.71 | 1.07 | 0.03 | 0.95 | 0.46 | 0.844 | 0.20686
2014-02-14 11:00 | 2009-02-14 | 1115:00 | 2.62 | 2.84 | 0.12 | 0.39 | 0.31 | 1.256 | 0.30784
2014-02-14 12:00 | 2009-02-14 | 1116:00 | 2.97 | 2.66 | 0.06 | 2.29 | 0.37 | 1.67 | 0.40931
2014-02-14 13:00 | 2009-02-14 | 1117:00 | 2.95 | 2.44 | 0.08 | 2.45 | 0.39 | 1.662 | 0.40735
2014-02-14 14:00 | 2009-02-14 | 1118:00 | 2.65 | 2.49 | 0.15 | 2.59 | 0.25 | 1.626 | 0.39853
2014-02-14 15:00 | 2009-02-14 | 1119:00 | 1.68 | 1.69 | 0.09 | 1.69 | 0.15 | 1.06 | 0.2598
2014-02-14 16:00 | 2009-02-14 | 1120:00 | 0.65 | 0.42 | 0.03 | 0.44 | 0.18 | 0.344 | 0.084314
2014-02-14 17:00 | 2009-02-14 | 1121:00 | 0.02 | 0.04 | 0.01 | 0.02 | 0.02 | 0.022 | 0.0053922
2014-02-14 18:00 | 2009-02-14 | 1122:00 | 0 | 0 | 0 | 0 | 0 | 0 | 0
2014-02-14 19:00 | 2009-02-14 | 1123:00 | 0 | 0 | 0 | 0 | 0 | 0 | 0
2014-02-14 20:00 | 2009-02-14 | 1124:00 | 0 | 0 | 0 | 0 | 0 | 0 | 0
2014-02-14 21:00 | 2009-02-14 | 1125:00 | 0 | 0 | 0 | 0 | 0 | 0 | 0
2014-02-14 22:00 | 2009-02-14 | 1126:00 | 0 | 0 | 0 | 0 | 0 | 0 | 0
2014-02-14 23:00 | 2009-02-14 | 1127:00 | 0 | 0 | 0 | 0 | 0 | 0 | 0
2014-02-15 | 2009-02-14 | 1128:00 | 0 | 0 | 0 | 0 | 0 | 0 | 0
2014-02-15 01:00 | 2009-02-15 | 1129:00 | 0 | 0 | 0 | 0 | 0 | 0 | 0
2014-02-15 02:00 | 2009-02-15 | 1130:00 | 0 | 0 | 0 | 0 | 0 | 0 | 0
2014-02-15 03:00 | 2009-02-15 | 1131:00 | 0 | 0 | 0 | 0 | 0 | 0 | 0
2014-02-15 04:00 | 2009-02-15 | 1132:00 | 0 | 0 | 0 | 0 | 0 | 0 | 0
2014-02-15 05:00 | 2009-02-15 | 1133:00 | 0 | 0 | 0 | 0 | 0 | 0 | 0
2014-02-15 06:00 | 2009-02-15 | 1134:00 | 0 | 0 | 0 | 0 | 0 | 0 | 0
2014-02-15 07:00 | 2009-02-15 | 1135:00 | 0 | 0 | 0 | 0 | 0 | 0 | 0
2014-02-15 08:00 | 2009-02-15 | 1136:00 | 0 | 0 | 0 | 0 | 0 | 0 | 0
2014-02-15 09:00 | 2009-02-15 | 1137:00 | 0.07 | 0.31 | 0 | 0.44 | 0.01 | 0.166 | 0.040686
2014-02-15 10:00 | 2009-02-15 | 1138:00 | 0.38 | 0.92 | 0.28 | 0.77 | 0.08 | 0.486 | 0.11912
2014-02-15 11:00 | 2009-02-15 | 1139:00 | 1.75 | 0.65 | 0.86 | 1.13 | 0.15 | 0.908 | 0.22255
2014-02-15 12:00 | 2009-02-15 | 1140:00 | 2.57 | 0.73 | 1.2 | 1.4 | 0.25 | 1.23 | 0.30147
2014-02-15 13:00 | 2009-02-15 | 1141:00 | 2.98 | 0.61 | 1.33 | 2.24 | 0.32 | 1.496 | 0.36667
2014-02-15 14:00 | 2009-02-15 | 1142:00 | 2.44 | 0.6 | 1.3 | 2.22 | 0.42 | 1.396 | 0.34216
2014-02-15 15:00 | 2009-02-15 | 1143:00 | 1.59 | 0.88 | 1.1 | 1.23 | 0.17 | 0.994 | 0.24363
2014-02-15 16:00 | 2009-02-15 | 1144:00 | 0.67 | 0.27 | 0.78 | 0.21 | 0.03 | 0.392 | 0.096078
2014-02-15 17:00 | 2009-02-15 | 1145:00 | 0.03 | 0.02 | 0.24 | 0.02 | 0.02 | 0.066 | 0.016176
2014-02-15 18:00 | 2009-02-15 | 1146:00 | 0 | 0 | 0.01 | 0 | 0 | 0.002 | 0.0004902
2014-02-15 19:00 | 2009-02-15 | 1147:00 | 0 | 0 | 0 | 0 | 0 | 0 | 0
2014-02-15 20:00 | 2009-02-15 | 1148:00 | 0 | 0 | 0 | 0 | 0 | 0 | 0
2014-02-15 21:00 | 2009-02-15 | 1149:00 | 0 | 0 | 0 | 0 | 0 | 0 | 0
2014-02-15 22:00 | 2009-02-15 | 1150:00 | 0 | 0 | 0 | 0 | 0 | 0 | 0
2014-02-15 23:00 | 2009-02-15 | 1151:00 | 0 | 0 | 0 | 0 | 0 | 0 | 0
2014-02-16 | 2009-02-15 | 1152:00 | 0 | 0 | 0 | 0 | 0 | 0 | 0
2014-02-16 01:00 | 2009-02-16 | 1153:00 | 0 | 0 | 0 | 0 | 0 | 0 | 0
2014-02-16 02:00 | 2009-02-16 | 1154:00 | 0 | 0 | 0 | 0 | 0 | 0 | 0
2014-02-16 03:00 | 2009-02-16 | 1155:00 | 0 | 0 | 0 | 0 | 0 | 0 | 0
2014-02-16 04:00 | 2009-02-16 | 1156:00 | 0 | 0 | 0 | 0 | 0 | 0 | 0
2014-02-16 05:00 | 2009-02-16 | 1157:00 | 0 | 0 | 0 | 0 | 0 | 0 | 0
2014-02-16 06:00 | 2009-02-16 | 1158:00 | 0 | 0 | 0 | 0 | 0 | 0 | 0
2014-02-16 07:00 | 2009-02-16 | 1159:00 | 0 | 0 | 0 | 0 | 0 | 0 | 0
2014-02-16 08:00 | 2009-02-16 | 1160:00 | 0.01 | 0 | 0 | 0.01 | 0 | 0.004 | 0.00098039
2014-02-16 09:00 | 2009-02-16 | 1161:00 | 0.23 | 0.06 | 0 | 0.93 | 0.45 | 0.334 | 0.081863
2014-02-16 10:00 | 2009-02-16 | 1162:00 | 1.22 | 0.21 | 0.4 | 2.32 | 1.25 | 1.08 | 0.26471
2014-02-16 11:00 | 2009-02-16 | 1163:00 | 2.42 | 1.12 | 1.09 | 2.87 | 3.07 | 2.114 | 0.51814
2014-02-16 12:00 | 2009-02-16 | 1164:00 | 2.32 | 1.86 | 1.41 | 2.97 | 1.22 | 1.956 | 0.47941
2014-02-16 13:00 | 2009-02-16 | 1165:00 | 2.56 | 2.49 | 1.55 | 2.67 | 1.75 | 2.204 | 0.5402
2014-02-16 14:00 | 2009-02-16 | 1166:00 | 2.62 | 1.02 | 1.81 | 1.14 | 2.68 | 1.854 | 0.45441
2014-02-16 15:00 | 2009-02-16 | 1167:00 | 0.69 | 0.66 | 2.87 | 0.24 | 2.22 | 1.336 | 0.32745
2014-02-16 16:00 | 2009-02-16 | 1168:00 | 0.48 | 0.69 | 2.07 | 0.07 | 0.87 | 0.836 | 0.2049
2014-02-16 17:00 | 2009-02-16 | 1169:00 | 0.06 | 0.03 | 0.75 | 0 | 0.08 | 0.184 | 0.045098
2014-02-16 18:00 | 2009-02-16 | 1170:00 | 0 | 0 | 0.03 | 0 | 0 | 0.006 | 0.0014706
2014-02-16 19:00 | 2009-02-16 | 1171:00 | 0 | 0 | 0 | 0 | 0 | 0 | 0
2014-02-16 20:00 | 2009-02-16 | 1172:00 | 0 | 0 | 0 | 0 | 0 | 0 | 0
2014-02-16 21:00 | 2009-02-16 | 1173:00 | 0 | 0 | 0 | 0 | 0 | 0 | 0
2014-02-16 22:00 | 2009-02-16 | 1174:00 | 0 | 0 | 0 | 0 | 0 | 0 | 0
2014-02-16 23:00 | 2009-02-16 | 1175:00 | 0 | 0 | 0 | 0 | 0 | 0 | 0
2014-02-17 | 2009-02-16 | 1176:00 | 0 | 0 | 0 | 0 | 0 | 0 | 0
2014-02-17 01:00 | 2009-02-17 | 1177:00 | 0 | 0 | 0 | 0 | 0 | 0 | 0
2014-02-17 02:00 | 2009-02-17 | 1178:00 | 0 | 0 | 0 | 0 | 0 | 0 | 0
2014-02-17 03:00 | 2009-02-17 | 1179:00 | 0 | 0 | 0 | 0 | 0 | 0 | 0
2014-02-17 04:00 | 2009-02-17 | 1180:00 | 0 | 0 | 0 | 0 | 0 | 0 | 0
2014-02-17 05:00 | 2009-02-17 | 1181:00 | 0 | 0 | 0 | 0 | 0 | 0 | 0
2014-02-17 06:00 | 2009-02-17 | 1182:00 | 0 | 0 | 0 | 0 | 0 | 0 | 0
2014-02-17 07:00 | 2009-02-17 | 1183:00 | 0 | 0 | 0 | 0 | 0 | 0 | 0
2014-02-17 08:00 | 2009-02-17 | 1184:00 | 0 | 0 | 0 | 0.02 | 0 | 0.004 | 0.00098039
2014-02-17 09:00 | 2009-02-17 | 1185:00 | 0.53 | 0.05 | 0 | 0.82 | 0.03 | 0.286 | 0.070098
2014-02-17 10:00 | 2009-02-17 | 1186:00 | 2.18 | 0.16 | 0.38 | 2.22 | 0.13 | 1.014 | 0.24853
2014-02-17 11:00 | 2009-02-17 | 1187:00 | 2.63 | 0.27 | 2.65 | 2.07 | 0.28 | 1.58 | 0.38725
2014-02-17 12:00 | 2009-02-17 | 1188:00 | 2.81 | 0.4 | 3.32 | 2.88 | 0.37 | 1.956 | 0.47941
2014-02-17 13:00 | 2009-02-17 | 1189:00 | 0.98 | 0.4 | 3.49 | 3.01 | 0.26 | 1.628 | 0.39902
2014-02-17 14:00 | 2009-02-17 | 1190:00 | 0.95 | 1.67 | 3.32 | 2.56 | 0.18 | 1.736 | 0.42549
2014-02-17 15:00 | 2009-02-17 | 1191:00 | 0.71 | 1.75 | 2.85 | 1.83 | 0.12 | 1.452 | 0.35588
2014-02-17 16:00 | 2009-02-17 | 1192:00 | 0.02 | 0.3 | 2.06 | 0.68 | 0.06 | 0.624 | 0.15294
2014-02-17 17:00 | 2009-02-17 | 1193:00 | 0.06 | 0.04 | 0.77 | 0.04 | 0.01 | 0.184 | 0.045098
2014-02-17 18:00 | 2009-02-17 | 1194:00 | 0 | 0 | 0.04 | 0 | 0 | 0.008 | 0.0019608
2014-02-17 19:00 | 2009-02-17 | 1195:00 | 0 | 0 | 0 | 0 | 0 | 0 | 0
2014-02-17 20:00 | 2009-02-17 | 1196:00 | 0 | 0 | 0 | 0 | 0 | 0 | 0
2014-02-17 21:00 | 2009-02-17 | 1197:00 | 0 | 0 | 0 | 0 | 0 | 0 | 0
2014-02-17 22:00 | 2009-02-17 | 1198:00 | 0 | 0 | 0 | 0 | 0 | 0 | 0
2014-02-17 23:00 | 2009-02-17 | 1199:00 | 0 | 0 | 0 | 0 | 0 | 0 | 0
2014-02-18 | 2009-02-17 | 1200:00 | 0 | 0 | 0 | 0 | 0 | 0 | 0
2014-02-18 01:00 | 2009-02-18 | 1201:00 | 0 | 0 | 0 | 0 | 0 | 0 | 0
2014-02-18 02:00 | 2009-02-18 | 1202:00 | 0 | 0 | 0 | 0 | 0 | 0 | 0
2014-02-18 03:00 | 2009-02-18 | 1203:00 | 0 | 0 | 0 | 0 | 0 | 0 | 0
2014-02-18 04:00 | 2009-02-18 | 1204:00 | 0 | 0 | 0 | 0 | 0 | 0 | 0
2014-02-18 05:00 | 2009-02-18 | 1205:00 | 0 | 0 | 0 | 0 | 0 | 0 | 0
2014-02-18 06:00 | 2009-02-18 | 1206:00 | 0 | 0 | 0 | 0 | 0 | 0 | 0
2014-02-18 07:00 | 2009-02-18 | 1207:00 | 0 | 0 | 0 | 0 | 0 | 0 | 0
2014-02-18 08:00 | 2009-02-18 | 1208:00 | 0 | 0 | 0 | 0 | 0 | 0 | 0
2014-02-18 09:00 | 2009-02-18 | 1209:00 | 0.01 | 0.04 | 0.02 | 0.2 | 0.03 | 0.06 | 0.014706
2014-02-18 10:00 | 2009-02-18 | 1210:00 | 0.38 | 0.19 | 0.76 | 0.71 | 0.08 | 0.424 | 0.10392
2014-02-18 11:00 | 2009-02-18 | 1211:00 | 0.51 | 0.37 | 1.05 | 1.89 | 0.18 | 0.8 | 0.19608
2014-02-18 12:00 | 2009-02-18 | 1212:00 | 0.56 | 0.46 | 2.55 | 2.31 | 0.19 | 1.214 | 0.29755
2014-02-18 13:00 | 2009-02-18 | 1213:00 | 0.85 | 0.52 | 3.09 | 2.92 | 0.28 | 1.532 | 0.37549
2014-02-18 14:00 | 2009-02-18 | 1214:00 | 2.23 | 0.46 | 3.21 | 2.57 | 0.43 | 1.78 | 0.43627
2014-02-18 15:00 | 2009-02-18 | 1215:00 | 2.03 | 0.34 | 1.68 | 1.88 | 0.71 | 1.328 | 0.32549
2014-02-18 16:00 | 2009-02-18 | 1216:00 | 0.68 | 0.35 | 1.02 | 0.72 | 0.21 | 0.596 | 0.14608
2014-02-18 17:00 | 2009-02-18 | 1217:00 | 0.06 | 0.08 | 0.4 | 0.04 | 0.02 | 0.12 | 0.029412
2014-02-18 18:00 | 2009-02-18 | 1218:00 | 0 | 0 | 0.07 | 0 | 0 | 0.014 | 0.0034314
2014-02-18 19:00 | 2009-02-18 | 1219:00 | 0 | 0 | 0 | 0 | 0 | 0 | 0
2014-02-18 20:00 | 2009-02-18 | 1220:00 | 0 | 0 | 0 | 0 | 0 | 0 | 0
2014-02-18 21:00 | 2009-02-18 | 1221:00 | 0 | 0 | 0 | 0 | 0 | 0 | 0
2014-02-18 22:00 | 2009-02-18 | 1222:00 | 0 | 0 | 0 | 0 | 0 | 0 | 0
2014-02-18 23:00 | 2009-02-18 | 1223:00 | 0 | 0 | 0 | 0 | 0 | 0 | 0
2014-02-19 | 2009-02-18 | 1224:00 | 0 | 0 | 0 | 0 | 0 | 0 | 0
2014-02-19 01:00 | 2009-02-19 | 1225:00 | 0 | 0 | 0 | 0 | 0 | 0 | 0
2014-02-19 02:00 | 2009-02-19 | 1226:00 | 0 | 0 | 0 | 0 | 0 | 0 | 0
2014-02-19 03:00 | 2009-02-19 | 1227:00 | 0 | 0 | 0 | 0 | 0 | 0 | 0
2014-02-19 04:00 | 2009-02-19 | 1228:00 | 0 | 0 | 0 | 0 | 0 | 0 | 0
2014-02-19 05:00 | 2009-02-19 | 1229:00 | 0 | 0 | 0 | 0 | 0 | 0 | 0
2014-02-19 06:00 | 2009-02-19 | 1230:00 | 0 | 0 | 0 | 0 | 0 | 0 | 0
2014-02-19 07:00 | 2009-02-19 | 1231:00 | 0 | 0 | 0 | 0 | 0 | 0 | 0
2014-02-19 08:00 | 2009-02-19 | 1232:00 | 0.01 | 0.02 | 0 | 0.02 | 0 | 0.01 | 0.002451
2014-02-19 09:00 | 2009-02-19 | 1233:00 | 0.51 | 1.06 | 0 | 1.08 | 0.03 | 0.536 | 0.13137
2014-02-19 10:00 | 2009-02-19 | 1234:00 | 1.19 | 2.36 | 0.22 | 2.3 | 0.22 | 1.258 | 0.30833
2014-02-19 11:00 | 2009-02-19 | 1235:00 | 1.08 | 2.93 | 0.31 | 3.02 | 1.62 | 1.792 | 0.43922
2014-02-19 12:00 | 2009-02-19 | 1236:00 | 3.03 | 3.12 | 0.64 | 3.15 | 1.74 | 2.336 | 0.57255
2014-02-19 13:00 | 2009-02-19 | 1237:00 | 2.07 | 2.97 | 1.07 | 3 | 1.33 | 2.088 | 0.51176
2014-02-19 14:00 | 2009-02-19 | 1238:00 | 1.12 | 2.28 | 0.93 | 2.64 | 1.77 | 1.748 | 0.42843
2014-02-19 15:00 | 2009-02-19 | 1239:00 | 0.8 | 1.82 | 0.72 | 1.84 | 1.33 | 1.302 | 0.31912
2014-02-19 16:00 | 2009-02-19 | 1240:00 | 0.7 | 0.7 | 0.51 | 0.49 | 0.74 | 0.628 | 0.15392
2014-02-19 17:00 | 2009-02-19 | 1241:00 | 0.05 | 0.07 | 0.28 | 0.05 | 0.06 | 0.102 | 0.025
2014-02-19 18:00 | 2009-02-19 | 1242:00 | 0 | 0 | 0.07 | 0 | 0 | 0.014 | 0.0034314
2014-02-19 19:00 | 2009-02-19 | 1243:00 | 0 | 0 | 0 | 0 | 0 | 0 | 0
2014-02-19 20:00 | 2009-02-19 | 1244:00 | 0 | 0 | 0 | 0 | 0 | 0 | 0
2014-02-19 21:00 | 2009-02-19 | 1245:00 | 0 | 0 | 0 | 0 | 0 | 0 | 0
2014-02-19 22:00 | 2009-02-19 | 1246:00 | 0 | 0 | 0 | 0 | 0 | 0 | 0
2014-02-19 23:00 | 2009-02-19 | 1247:00 | 0 | 0 | 0 | 0 | 0 | 0 | 0
2014-02-20 | 2009-02-19 | 1248:00 | 0 | 0 | 0 | 0 | 0 | 0 | 0
2014-02-20 01:00 | 2009-02-20 | 1249:00 | 0 | 0 | 0 | 0 | 0 | 0 | 0
2014-02-20 02:00 | 2009-02-20 | 1250:00 | 0 | 0 | 0 | 0 | 0 | 0 | 0
2014-02-20 03:00 | 2009-02-20 | 1251:00 | 0 | 0 | 0 | 0 | 0 | 0 | 0
2014-02-20 04:00 | 2009-02-20 | 1252:00 | 0 | 0 | 0 | 0 | 0 | 0 | 0
2014-02-20 05:00 | 2009-02-20 | 1253:00 | 0 | 0 | 0 | 0 | 0 | 0 | 0
2014-02-20 06:00 | 2009-02-20 | 1254:00 | 0 | 0 | 0 | 0 | 0 | 0 | 0
2014-02-20 07:00 | 2009-02-20 | 1255:00 | 0 | 0 | 0 | 0 | 0 | 0 | 0
2014-02-20 08:00 | 2009-02-20 | 1256:00 | 0 | 0.02 | 0 | 0 | 0 | 0.004 | 0.00098039
2014-02-20 09:00 | 2009-02-20 | 1257:00 | 0.03 | 1.15 | 0 | 0.04 | 0.01 | 0.246 | 0.060294
2014-02-20 10:00 | 2009-02-20 | 1258:00 | 0.11 | 2.41 | 0.25 | 0.13 | 0.08 | 0.596 | 0.14608
2014-02-20 11:00 | 2009-02-20 | 1259:00 | 0.28 | 2.97 | 0.66 | 0.25 | 0.2 | 0.872 | 0.21373
2014-02-20 12:00 | 2009-02-20 | 1260:00 | 0.3 | 3.17 | 1.19 | 0.23 | 1.24 | 1.226 | 0.30049
2014-02-20 13:00 | 2009-02-20 | 1261:00 | 0.5 | 3.02 | 2.04 | 0.33 | 2.57 | 1.692 | 0.41471
2014-02-20 14:00 | 2009-02-20 | 1262:00 | 0.42 | 2.57 | 2.34 | 0.14 | 1.98 | 1.49 | 0.3652
2014-02-20 15:00 | 2009-02-20 | 1263:00 | 0.31 | 1.85 | 1.88 | 0.15 | 0.34 | 0.906 | 0.22206
2014-02-20 16:00 | 2009-02-20 | 1264:00 | 0.18 | 0.72 | 0.86 | 0.08 | 0.18 | 0.404 | 0.09902
2014-02-20 17:00 | 2009-02-20 | 1265:00 | 0.05 | 0.07 | 0.37 | 0.01 | 0.04 | 0.108 | 0.026471
2014-02-20 18:00 | 2009-02-20 | 1266:00 | 0 | 0 | 0.06 | 0 | 0 | 0.012 | 0.0029412
2014-02-20 19:00 | 2009-02-20 | 1267:00 | 0 | 0 | 0 | 0 | 0 | 0 | 0
2014-02-20 20:00 | 2009-02-20 | 1268:00 | 0 | 0 | 0 | 0 | 0 | 0 | 0
2014-02-20 21:00 | 2009-02-20 | 1269:00 | 0 | 0 | 0 | 0 | 0 | 0 | 0
2014-02-20 22:00 | 2009-02-20 | 1270:00 | 0 | 0 | 0 | 0 | 0 | 0 | 0
2014-02-20 23:00 | 2009-02-20 | 1271:00 | 0 | 0 | 0 | 0 | 0 | 0 | 0
2014-02-21 | 2009-02-20 | 1272:00 | 0 | 0 | 0 | 0 | 0 | 0 | 0
2014-02-21 01:00 | 2009-02-21 | 1273:00 | 0 | 0 | 0 | 0 | 0 | 0 | 0
2014-02-21 02:00 | 2009-02-21 | 1274:00 | 0 | 0 | 0 | 0 | 0 | 0 | 0
2014-02-21 03:00 | 2009-02-21 | 1275:00 | 0 | 0 | 0 | 0 | 0 | 0 | 0
2014-02-21 04:00 | 2009-02-21 | 1276:00 | 0 | 0 | 0 | 0 | 0 | 0 | 0
2014-02-21 05:00 | 2009-02-21 | 1277:00 | 0 | 0 | 0 | 0 | 0 | 0 | 0
2014-02-21 06:00 | 2009-02-21 | 1278:00 | 0 | 0 | 0 | 0 | 0 | 0 | 0
2014-02-21 07:00 | 2009-02-21 | 1279:00 | 0 | 0 | 0 | 0 | 0 | 0 | 0
2014-02-21 08:00 | 2009-02-21 | 1280:00 | 0 | 0.01 | 0 | 0 | 0.06 | 0.014 | 0.0034314
2014-02-21 09:00 | 2009-02-21 | 1281:00 | 0 | 0.22 | 0 | 0.11 | 0.42 | 0.15 | 0.036765
2014-02-21 10:00 | 2009-02-21 | 1282:00 | 0 | 1.71 | 0.09 | 0.6 | 1.71 | 0.822 | 0.20147
2014-02-21 11:00 | 2009-02-21 | 1283:00 | 0.01 | 2.97 | 0.21 | 0.65 | 0.98 | 0.964 | 0.23627
2014-02-21 12:00 | 2009-02-21 | 1284:00 | 0.01 | 3.06 | 0.52 | 0.63 | 0.76 | 0.996 | 0.24412
2014-02-21 13:00 | 2009-02-21 | 1285:00 | 0.02 | 2.92 | 0.83 | 0.56 | 1.5 | 1.166 | 0.28578
2014-02-21 14:00 | 2009-02-21 | 1286:00 | 0.01 | 2.54 | 0.72 | 0.53 | 1.45 | 1.05 | 0.25735
2014-02-21 15:00 | 2009-02-21 | 1287:00 | 0 | 1.75 | 0.8 | 1.85 | 0.76 | 1.032 | 0.25294
2014-02-21 16:00 | 2009-02-21 | 1288:00 | 0 | 0.75 | 0.55 | 0.54 | 0.42 | 0.452 | 0.11078
2014-02-21 17:00 | 2009-02-21 | 1289:00 | 0 | 0.08 | 0.66 | 0.05 | 0.06 | 0.17 | 0.041667
2014-02-21 18:00 | 2009-02-21 | 1290:00 | 0 | 0 | 0.11 | 0 | 0 | 0.022 | 0.0053922
2014-02-21 19:00 | 2009-02-21 | 1291:00 | 0 | 0 | 0 | 0 | 0 | 0 | 0
2014-02-21 20:00 | 2009-02-21 | 1292:00 | 0 | 0 | 0 | 0 | 0 | 0 | 0
2014-02-21 21:00 | 2009-02-21 | 1293:00 | 0 | 0 | 0 | 0 | 0 | 0 | 0
2014-02-21 22:00 | 2009-02-21 | 1294:00 | 0 | 0 | 0 | 0 | 0 | 0 | 0
2014-02-21 23:00 | 2009-02-21 | 1295:00 | 0 | 0 | 0 | 0 | 0 | 0 | 0
2014-02-22 | 2009-02-21 | 1296:00 | 0 | 0 | 0 | 0 | 0 | 0 | 0
2014-02-22 01:00 | 2009-02-22 | 1297:00 | 0 | 0 | 0 | 0 | 0 | 0 | 0
2014-02-22 02:00 | 2009-02-22 | 1298:00 | 0 | 0 | 0 | 0 | 0 | 0 | 0
2014-02-22 03:00 | 2009-02-22 | 1299:00 | 0 | 0 | 0 | 0 | 0 | 0 | 0
2014-02-22 04:00 | 2009-02-22 | 1300:00 | 0 | 0 | 0 | 0 | 0 | 0 | 0
2014-02-22 05:00 | 2009-02-22 | 1301:00 | 0 | 0 | 0 | 0 | 0 | 0 | 0
2014-02-22 06:00 | 2009-02-22 | 1302:00 | 0 | 0 | 0 | 0 | 0 | 0 | 0
2014-02-22 07:00 | 2009-02-22 | 1303:00 | 0 | 0 | 0 | 0 | 0 | 0 | 0
2014-02-22 08:00 | 2009-02-22 | 1304:00 | 0 | 0.03 | 0 | 0 | 0.01 | 0.008 | 0.0019608
2014-02-22 09:00 | 2009-02-22 | 1305:00 | 0.01 | 1.3 | 0.01 | 0.14 | 0.24 | 0.34 | 0.083333
2014-02-22 10:00 | 2009-02-22 | 1306:00 | 0.04 | 2.53 | 0.33 | 0.49 | 0.43 | 0.764 | 0.18725
2014-02-22 11:00 | 2009-02-22 | 1307:00 | 0.06 | 3.05 | 0.66 | 0.67 | 0.64 | 1.016 | 0.24902
2014-02-22 12:00 | 2009-02-22 | 1308:00 | 0.07 | 3.16 | 1.71 | 0.62 | 1.62 | 1.436 | 0.35196
2014-02-22 13:00 | 2009-02-22 | 1309:00 | 0.06 | 2.99 | 1.41 | 0.52 | 2.29 | 1.454 | 0.35637
2014-02-22 14:00 | 2009-02-22 | 1310:00 | 0.04 | 2.6 | 1.65 | 0.5 | 1.8 | 1.318 | 0.32304
2014-02-22 15:00 | 2009-02-22 | 1311:00 | 0.02 | 1.92 | 1.38 | 0.84 | 0.38 | 0.908 | 0.22255
2014-02-22 16:00 | 2009-02-22 | 1312:00 | 0.01 | 0.78 | 0.84 | 0.35 | 0.21 | 0.438 | 0.10735
2014-02-22 17:00 | 2009-02-22 | 1313:00 | 0 | 0.09 | 0.22 | 0.04 | 0.03 | 0.076 | 0.018627
2014-02-22 18:00 | 2009-02-22 | 1314:00 | 0 | 0 | 0.04 | 0 | 0 | 0.008 | 0.0019608
2014-02-22 19:00 | 2009-02-22 | 1315:00 | 0 | 0 | 0 | 0 | 0 | 0 | 0
2014-02-22 20:00 | 2009-02-22 | 1316:00 | 0 | 0 | 0 | 0 | 0 | 0 | 0
2014-02-22 21:00 | 2009-02-22 | 1317:00 | 0 | 0 | 0 | 0 | 0 | 0 | 0
2014-02-22 22:00 | 2009-02-22 | 1318:00 | 0 | 0 | 0 | 0 | 0 | 0 | 0
2014-02-22 23:00 | 2009-02-22 | 1319:00 | 0 | 0 | 0 | 0 | 0 | 0 | 0
2014-02-23 | 2009-02-22 | 1320:00 | 0 | 0 | 0 | 0 | 0 | 0 | 0
2014-02-23 01:00 | 2009-02-23 | 1321:00 | 0 | 0 | 0 | 0 | 0 | 0 | 0
2014-02-23 02:00 | 2009-02-23 | 1322:00 | 0 | 0 | 0 | 0 | 0 | 0 | 0
2014-02-23 03:00 | 2009-02-23 | 1323:00 | 0 | 0 | 0 | 0 | 0 | 0 | 0
2014-02-23 04:00 | 2009-02-23 | 1324:00 | 0 | 0 | 0 | 0 | 0 | 0 | 0
2014-02-23 05:00 | 2009-02-23 | 1325:00 | 0 | 0 | 0 | 0 | 0 | 0 | 0
2014-02-23 06:00 | 2009-02-23 | 1326:00 | 0 | 0 | 0 | 0 | 0 | 0 | 0
2014-02-23 07:00 | 2009-02-23 | 1327:00 | 0 | 0 | 0 | 0 | 0 | 0 | 0
2014-02-23 08:00 | 2009-02-23 | 1328:00 | 0 | 0.03 | 0 | 0.03 | 0.01 | 0.014 | 0.0034314
2014-02-23 09:00 | 2009-02-23 | 1329:00 | 0.01 | 1.44 | 0.02 | 0.57 | 0.04 | 0.416 | 0.10196
2014-02-23 10:00 | 2009-02-23 | 1330:00 | 0.02 | 1.21 | 1.37 | 2.09 | 0.19 | 0.976 | 0.23922
2014-02-23 11:00 | 2009-02-23 | 1331:00 | 0.05 | 1.6 | 2.48 | 2.95 | 0.31 | 1.478 | 0.36225
2014-02-23 12:00 | 2009-02-23 | 1332:00 | 0.05 | 1.57 | 3.18 | 3.3 | 0.61 | 1.742 | 0.42696
2014-02-23 13:00 | 2009-02-23 | 1333:00 | 0.03 | 1.22 | 3.32 | 2.65 | 1.8 | 1.804 | 0.44216
2014-02-23 14:00 | 2009-02-23 | 1334:00 | 0.06 | 0.78 | 3.21 | 2.75 | 1.68 | 1.696 | 0.41569
2014-02-23 15:00 | 2009-02-23 | 1335:00 | 0.03 | 0.46 | 2.75 | 1.92 | 1.06 | 1.244 | 0.3049
2014-02-23 16:00 | 2009-02-23 | 1336:00 | 0.01 | 0.16 | 2.01 | 0.48 | 0.61 | 0.654 | 0.16029
2014-02-23 17:00 | 2009-02-23 | 1337:00 | 0 | 0.02 | 0.82 | 0.07 | 0.07 | 0.196 | 0.048039
2014-02-23 18:00 | 2009-02-23 | 1338:00 | 0 | 0 | 0.1 | 0 | 0 | 0.02 | 0.004902
2014-02-23 19:00 | 2009-02-23 | 1339:00 | 0 | 0 | 0 | 0 | 0 | 0 | 0
2014-02-23 20:00 | 2009-02-23 | 1340:00 | 0 | 0 | 0 | 0 | 0 | 0 | 0
2014-02-23 21:00 | 2009-02-23 | 1341:00 | 0 | 0 | 0 | 0 | 0 | 0 | 0
2014-02-23 22:00 | 2009-02-23 | 1342:00 | 0 | 0 | 0 | 0 | 0 | 0 | 0
2014-02-23 23:00 | 2009-02-23 | 1343:00 | 0 | 0 | 0 | 0 | 0 | 0 | 0
2014-02-24 | 2009-02-23 | 1344:00 | 0 | 0 | 0 | 0 | 0 | 0 | 0
2014-02-24 01:00 | 2009-02-24 | 1345:00 | 0 | 0 | 0 | 0 | 0 | 0 | 0
2014-02-24 02:00 | 2009-02-24 | 1346:00 | 0 | 0 | 0 | 0 | 0 | 0 | 0
2014-02-24 03:00 | 2009-02-24 | 1347:00 | 0 | 0 | 0 | 0 | 0 | 0 | 0
2014-02-24 04:00 | 2009-02-24 | 1348:00 | 0 | 0 | 0 | 0 | 0 | 0 | 0
2014-02-24 05:00 | 2009-02-24 | 1349:00 | 0 | 0 | 0 | 0 | 0 | 0 | 0
2014-02-24 06:00 | 2009-02-24 | 1350:00 | 0 | 0 | 0 | 0 | 0 | 0 | 0
2014-02-24 07:00 | 2009-02-24 | 1351:00 | 0 | 0 | 0 | 0 | 0 | 0 | 0
2014-02-24 08:00 | 2009-02-24 | 1352:00 | 0 | 0 | 0 | 0.01 | 0 | 0.002 | 0.0004902
2014-02-24 09:00 | 2009-02-24 | 1353:00 | 0.02 | 0.11 | 0.01 | 0.14 | 0.08 | 0.072 | 0.017647
2014-02-24 10:00 | 2009-02-24 | 1354:00 | 1.06 | 0.34 | 0.32 | 0.44 | 0.31 | 0.494 | 0.12108
2014-02-24 11:00 | 2009-02-24 | 1355:00 | 2.97 | 0.32 | 0.82 | 1.17 | 0.6 | 1.176 | 0.28824
2014-02-24 12:00 | 2009-02-24 | 1356:00 | 3.41 | 0.55 | 1.95 | 1.15 | 2.52 | 1.916 | 0.46961
2014-02-24 13:00 | 2009-02-24 | 1357:00 | 3.26 | 0.8 | 2.61 | 1.26 | 2.32 | 2.05 | 0.50245
2014-02-24 14:00 | 2009-02-24 | 1358:00 | 2.84 | 1.25 | 0.6 | 1.1 | 0.89 | 1.336 | 0.32745
2014-02-24 15:00 | 2009-02-24 | 1359:00 | 2 | 0.42 | 2.64 | 1.09 | 2.32 | 1.694 | 0.4152
2014-02-24 16:00 | 2009-02-24 | 1360:00 | 0.9 | 0.15 | 1.05 | 0.87 | 0.92 | 0.778 | 0.19069
2014-02-24 17:00 | 2009-02-24 | 1361:00 | 0.12 | 0.03 | 0.21 | 0.1 | 0.09 | 0.11 | 0.026961
2014-02-24 18:00 | 2009-02-24 | 1362:00 | 0 | 0 | 0.12 | 0 | 0 | 0.024 | 0.0058824
2014-02-24 19:00 | 2009-02-24 | 1363:00 | 0 | 0 | 0 | 0 | 0 | 0 | 0
2014-02-24 20:00 | 2009-02-24 | 1364:00 | 0 | 0 | 0 | 0 | 0 | 0 | 0
2014-02-24 21:00 | 2009-02-24 | 1365:00 | 0 | 0 | 0 | 0 | 0 | 0 | 0
2014-02-24 22:00 | 2009-02-24 | 1366:00 | 0 | 0 | 0 | 0 | 0 | 0 | 0
2014-02-24 23:00 | 2009-02-24 | 1367:00 | 0 | 0 | 0 | 0 | 0 | 0 | 0
2014-02-25 | 2009-02-24 | 1368:00 | 0 | 0 | 0 | 0 | 0 | 0 | 0
2014-02-25 01:00 | 2009-02-25 | 1369:00 | 0 | 0 | 0 | 0 | 0 | 0 | 0
2014-02-25 02:00 | 2009-02-25 | 1370:00 | 0 | 0 | 0 | 0 | 0 | 0 | 0
2014-02-25 03:00 | 2009-02-25 | 1371:00 | 0 | 0 | 0 | 0 | 0 | 0 | 0
2014-02-25 04:00 | 2009-02-25 | 1372:00 | 0 | 0 | 0 | 0 | 0 | 0 | 0
2014-02-25 05:00 | 2009-02-25 | 1373:00 | 0 | 0 | 0 | 0 | 0 | 0 | 0
2014-02-25 06:00 | 2009-02-25 | 1374:00 | 0 | 0 | 0 | 0 | 0 | 0 | 0
2014-02-25 07:00 | 2009-02-25 | 1375:00 | 0 | 0 | 0 | 0 | 0 | 0 | 0
2014-02-25 08:00 | 2009-02-25 | 1376:00 | 0.03 | 0.01 | 0 | 0.06 | 0.04 | 0.028 | 0.0068627
2014-02-25 09:00 | 2009-02-25 | 1377:00 | 1.51 | 0.15 | 0.02 | 0.48 | 1.34 | 0.7 | 0.17157
2014-02-25 10:00 | 2009-02-25 | 1378:00 | 2.89 | 0.37 | 0.53 | 0.63 | 2.74 | 1.432 | 0.35098
2014-02-25 11:00 | 2009-02-25 | 1379:00 | 3.37 | 0.59 | 1.76 | 2.43 | 3.19 | 2.268 | 0.55588
2014-02-25 12:00 | 2009-02-25 | 1380:00 | 3.55 | 2.01 | 2.2 | 3.26 | 3.32 | 2.868 | 0.70294
2014-02-25 13:00 | 2009-02-25 | 1381:00 | 3.35 | 3.05 | 1.9 | 3.15 | 3.25 | 2.94 | 0.72059
2014-02-25 14:00 | 2009-02-25 | 1382:00 | 2.68 | 2.8 | 1.58 | 2.73 | 2.83 | 2.524 | 0.61863
2014-02-25 15:00 | 2009-02-25 | 1383:00 | 2.09 | 1.89 | 0.6 | 2.04 | 2.1 | 1.744 | 0.42745
2014-02-25 16:00 | 2009-02-25 | 1384:00 | 0.89 | 0.86 | 0.3 | 0.86 | 0.91 | 0.764 | 0.18725
2014-02-25 17:00 | 2009-02-25 | 1385:00 | 0.14 | 0.1 | 0.08 | 0.12 | 0.13 | 0.114 | 0.027941
2014-02-25 18:00 | 2009-02-25 | 1386:00 | 0 | 0 | 0.01 | 0 | 0 | 0.002 | 0.0004902
2014-02-25 19:00 | 2009-02-25 | 1387:00 | 0 | 0 | 0 | 0 | 0 | 0 | 0
2014-02-25 20:00 | 2009-02-25 | 1388:00 | 0 | 0 | 0 | 0 | 0 | 0 | 0
2014-02-25 21:00 | 2009-02-25 | 1389:00 | 0 | 0 | 0 | 0 | 0 | 0 | 0
2014-02-25 22:00 | 2009-02-25 | 1390:00 | 0 | 0 | 0 | 0 | 0 | 0 | 0
2014-02-25 23:00 | 2009-02-25 | 1391:00 | 0 | 0 | 0 | 0 | 0 | 0 | 0
2014-02-26 | 2009-02-25 | 1392:00 | 0 | 0 | 0 | 0 | 0 | 0 | 0
2014-02-26 01:00 | 2009-02-26 | 1393:00 | 0 | 0 | 0 | 0 | 0 | 0 | 0
2014-02-26 02:00 | 2009-02-26 | 1394:00 | 0 | 0 | 0 | 0 | 0 | 0 | 0
2014-02-26 03:00 | 2009-02-26 | 1395:00 | 0 | 0 | 0 | 0 | 0 | 0 | 0
2014-02-26 04:00 | 2009-02-26 | 1396:00 | 0 | 0 | 0 | 0 | 0 | 0 | 0
2014-02-26 05:00 | 2009-02-26 | 1397:00 | 0 | 0 | 0 | 0 | 0 | 0 | 0
2014-02-26 06:00 | 2009-02-26 | 1398:00 | 0 | 0 | 0 | 0 | 0 | 0 | 0
2014-02-26 07:00 | 2009-02-26 | 1399:00 | 0 | 0 | 0 | 0 | 0 | 0 | 0
2014-02-26 08:00 | 2009-02-26 | 1400:00 | 0.04 | 0.06 | 0 | 0.03 | 0.04 | 0.034 | 0.0083333
2014-02-26 09:00 | 2009-02-26 | 1401:00 | 0.22 | 1.35 | 0 | 0.34 | 0.19 | 0.42 | 0.10294
2014-02-26 10:00 | 2009-02-26 | 1402:00 | 0.35 | 2.72 | 0.01 | 0.49 | 0.49 | 0.812 | 0.19902
2014-02-26 11:00 | 2009-02-26 | 1403:00 | 0.86 | 3.22 | 0 | 0.43 | 1.54 | 1.21 | 0.29657
2014-02-26 12:00 | 2009-02-26 | 1404:00 | 2.28 | 3.33 | 0.01 | 1.11 | 2.78 | 1.902 | 0.46618
2014-02-26 13:00 | 2009-02-26 | 1405:00 | 2.11 | 3.19 | 0.05 | 1.02 | 2.76 | 1.826 | 0.44755
2014-02-26 14:00 | 2009-02-26 | 1406:00 | 0.62 | 2.45 | 0.07 | 0.24 | 2.01 | 1.078 | 0.26422
2014-02-26 15:00 | 2009-02-26 | 1407:00 | 0.52 | 1.62 | 0.06 | 0.14 | 0.55 | 0.578 | 0.14167
2014-02-26 16:00 | 2009-02-26 | 1408:00 | 0.28 | 0.76 | 0.03 | 0.11 | 0.42 | 0.32 | 0.078431
2014-02-26 17:00 | 2009-02-26 | 1409:00 | 0.06 | 0.15 | 0.01 | 0.04 | 0.17 | 0.086 | 0.021078
2014-02-26 18:00 | 2009-02-26 | 1410:00 | 0 | 0 | 0 | 0 | 0.01 | 0.002 | 0.0004902
2014-02-26 19:00 | 2009-02-26 | 1411:00 | 0 | 0 | 0 | 0 | 0 | 0 | 0
2014-02-26 20:00 | 2009-02-26 | 1412:00 | 0 | 0 | 0 | 0 | 0 | 0 | 0
2014-02-26 21:00 | 2009-02-26 | 1413:00 | 0 | 0 | 0 | 0 | 0 | 0 | 0
2014-02-26 22:00 | 2009-02-26 | 1414:00 | 0 | 0 | 0 | 0 | 0 | 0 | 0
2014-02-26 23:00 | 2009-02-26 | 1415:00 | 0 | 0 | 0 | 0 | 0 | 0 | 0
2014-02-27 | 2009-02-26 | 1416:00 | 0 | 0 | 0 | 0 | 0 | 0 | 0
2014-02-27 01:00 | 2009-02-27 | 1417:00 | 0 | 0 | 0 | 0 | 0 | 0 | 0
2014-02-27 02:00 | 2009-02-27 | 1418:00 | 0 | 0 | 0 | 0 | 0 | 0 | 0
2014-02-27 03:00 | 2009-02-27 | 1419:00 | 0 | 0 | 0 | 0 | 0 | 0 | 0
2014-02-27 04:00 | 2009-02-27 | 1420:00 | 0 | 0 | 0 | 0 | 0 | 0 | 0
2014-02-27 05:00 | 2009-02-27 | 1421:00 | 0 | 0 | 0 | 0 | 0 | 0 | 0
2014-02-27 06:00 | 2009-02-27 | 1422:00 | 0 | 0 | 0 | 0 | 0 | 0 | 0
2014-02-27 07:00 | 2009-02-27 | 1423:00 | 0 | 0 | 0 | 0 | 0 | 0 | 0
2014-02-27 08:00 | 2009-02-27 | 1424:00 | 0 | 0.05 | 0 | 0.02 | 0.08 | 0.03 | 0.0073529
2014-02-27 09:00 | 2009-02-27 | 1425:00 | 0.22 | 1.09 | 0 | 0.62 | 1.93 | 0.772 | 0.18922
2014-02-27 10:00 | 2009-02-27 | 1426:00 | 0.19 | 2.72 | 0 | 1.9 | 2.65 | 1.492 | 0.36569
2014-02-27 11:00 | 2009-02-27 | 1427:00 | 0.32 | 3.23 | 0.05 | 2.52 | 2.64 | 1.752 | 0.42941
2014-02-27 12:00 | 2009-02-27 | 1428:00 | 0.5 | 3.38 | 0.16 | 1.15 | 2.2 | 1.478 | 0.36225
2014-02-27 13:00 | 2009-02-27 | 1429:00 | 0.59 | 3.25 | 0.16 | 0.55 | 1.1 | 1.13 | 0.27696
2014-02-27 14:00 | 2009-02-27 | 1430:00 | 0.57 | 2.81 | 0.11 | 0.57 | 1.29 | 1.07 | 0.26225
2014-02-27 15:00 | 2009-02-27 | 1431:00 | 0.41 | 2.09 | 0.1 | 0.33 | 0.45 | 0.676 | 0.16569
2014-02-27 16:00 | 2009-02-27 | 1432:00 | 0.22 | 0.62 | 0.21 | 0.14 | 0.21 | 0.28 | 0.068627
2014-02-27 17:00 | 2009-02-27 | 1433:00 | 0.05 | 0.14 | 0.03 | 0.03 | 0.07 | 0.064 | 0.015686
2014-02-27 18:00 | 2009-02-27 | 1434:00 | 0 | 0 | 0.01 | 0 | 0 | 0.002 | 0.0004902
2014-02-27 19:00 | 2009-02-27 | 1435:00 | 0 | 0 | 0 | 0 | 0 | 0 | 0
2014-02-27 20:00 | 2009-02-27 | 1436:00 | 0 | 0 | 0 | 0 | 0 | 0 | 0
2014-02-27 21:00 | 2009-02-27 | 1437:00 | 0 | 0 | 0 | 0 | 0 | 0 | 0
2014-02-27 22:00 | 2009-02-27 | 1438:00 | 0 | 0 | 0 | 0 | 0 | 0 | 0
2014-02-27 23:00 | 2009-02-27 | 1439:00 | 0 | 0 | 0 | 0 | 0 | 0 | 0
2014-02-28 | 2009-02-27 | 1440:00 | 0 | 0 | 0 | 0 | 0 | 0 | 0
2014-02-28 01:00 | 2009-02-28 | 1441:00 | 0 | 0 | 0 | 0 | 0 | 0 | 0
2014-02-28 02:00 | 2009-02-28 | 1442:00 | 0 | 0 | 0 | 0 | 0 | 0 | 0
2014-02-28 03:00 | 2009-02-28 | 1443:00 | 0 | 0 | 0 | 0 | 0 | 0 | 0
2014-02-28 04:00 | 2009-02-28 | 1444:00 | 0 | 0 | 0 | 0 | 0 | 0 | 0
2014-02-28 05:00 | 2009-02-28 | 1445:00 | 0 | 0 | 0 | 0 | 0 | 0 | 0
2014-02-28 06:00 | 2009-02-28 | 1446:00 | 0 | 0 | 0 | 0 | 0 | 0 | 0
2014-02-28 07:00 | 2009-02-28 | 1447:00 | 0 | 0 | 0 | 0 | 0 | 0 | 0
2014-02-28 08:00 | 2009-02-28 | 1448:00 | 0.03 | 0.04 | 0 | 0.16 | 0.08 | 0.062 | 0.015196
2014-02-28 09:00 | 2009-02-28 | 1449:00 | 0.52 | 0.19 | 0.02 | 1.7 | 1.69 | 0.824 | 0.20196
2014-02-28 10:00 | 2009-02-28 | 1450:00 | 0.9 | 0.42 | 0.41 | 2.66 | 0.83 | 1.044 | 0.25588
2014-02-28 11:00 | 2009-02-28 | 1451:00 | 1.18 | 1.56 | 0.83 | 2.95 | 0.68 | 1.44 | 0.35294
2014-02-28 12:00 | 2009-02-28 | 1452:00 | 1.34 | 2.48 | 1.16 | 2.26 | 1.01 | 1.65 | 0.40441
2014-02-28 13:00 | 2009-02-28 | 1453:00 | 1.44 | 2.88 | 1.33 | 1.54 | 0.61 | 1.56 | 0.38235
2014-02-28 14:00 | 2009-02-28 | 1454:00 | 1.23 | 2.1 | 1.28 | 1.29 | 1.02 | 1.384 | 0.33922
2014-02-28 15:00 | 2009-02-28 | 1455:00 | 0.79 | 0.35 | 1.1 | 1.32 | 0.2 | 0.752 | 0.18431
2014-02-28 16:00 | 2009-02-28 | 1456:00 | 0.26 | 0.25 | 0.79 | 0.53 | 0.11 | 0.388 | 0.095098
2014-02-28 17:00 | 2009-02-28 | 1457:00 | 0.08 | 0.14 | 0.37 | 0.11 | 0.03 | 0.146 | 0.035784
2014-02-28 18:00 | 2009-02-28 | 1458:00 | 0 | 0 | 0.07 | 0 | 0 | 0.014 | 0.0034314
2014-02-28 19:00 | 2009-02-28 | 1459:00 | 0 | 0 | 0 | 0 | 0 | 0 | 0
2014-02-28 20:00 | 2009-02-28 | 1460:00 | 0 | 0 | 0 | 0 | 0 | 0 | 0
2014-02-28 21:00 | 2009-02-28 | 1461:00 | 0 | 0 | 0 | 0 | 0 | 0 | 0
2014-02-28 22:00 | 2009-02-28 | 1462:00 | 0 | 0 | 0 | 0 | 0 | 0 | 0
2014-02-28 23:00 | 2009-02-28 | 1463:00 | 0 | 0 | 0 | 0 | 0 | 0 | 0
2014-03-01 | 2009-02-28 | 1464:00 | 0 | 0 | 0 | 0 | 0 | 0 | 0
2014-03-01 01:00 | 2009-03-01 | 1465:00 | 0 | 0 | 0 | 0 | 0 | 0 | 0
2014-03-01 02:00 | 2009-03-01 | 1466:00 | 0 | 0 | 0 | 0 | 0 | 0 | 0
2014-03-01 03:00 | 2009-03-01 | 1467:00 | 0 | 0 | 0 | 0 | 0 | 0 | 0
2014-03-01 04:00 | 2009-03-01 | 1468:00 | 0 | 0 | 0 | 0 | 0 | 0 | 0
2014-03-01 05:00 | 2009-03-01 | 1469:00 | 0 | 0 | 0 | 0 | 0 | 0 | 0
2014-03-01 06:00 | 2009-03-01 | 1470:00 | 0 | 0 | 0 | 0 | 0 | 0 | 0
2014-03-01 07:00 | 2009-03-01 | 1471:00 | 0 | 0 | 0 | 0 | 0 | 0 | 0
2014-03-01 08:00 | 2009-03-01 | 1472:00 | 0.09 | 0.07 | 0 | 0.13 | 0.24 | 0.106 | 0.02598
2014-03-01 09:00 | 2009-03-01 | 1473:00 | 0.57 | 0.14 | 0.1 | 1.56 | 2.13 | 0.9 | 0.22059
2014-03-01 10:00 | 2009-03-01 | 1474:00 | 0.7 | 0.7 | 1.06 | 2.81 | 2.91 | 1.636 | 0.40098
2014-03-01 11:00 | 2009-03-01 | 1475:00 | 0.9 | 1.04 | 1.76 | 3.36 | 3.39 | 2.09 | 0.51225
2014-03-01 12:00 | 2009-03-01 | 1476:00 | 1.57 | 1.7 | 2.5 | 3.33 | 3.56 | 2.532 | 0.62059
2014-03-01 13:00 | 2009-03-01 | 1477:00 | 1.19 | 1.98 | 3.1 | 1.26 | 3.42 | 2.19 | 0.53676
2014-03-01 14:00 | 2009-03-01 | 1478:00 | 1.27 | 0.86 | 3.46 | 0.72 | 2.79 | 1.82 | 0.44608
2014-03-01 15:00 | 2009-03-01 | 1479:00 | 1.24 | 0.36 | 3 | 0.36 | 1.78 | 1.348 | 0.33039
2014-03-01 16:00 | 2009-03-01 | 1480:00 | 0.62 | 0.45 | 2.24 | 0.16 | 0.84 | 0.862 | 0.21127
2014-03-01 17:00 | 2009-03-01 | 1481:00 | 0.12 | 0.23 | 1.09 | 0.06 | 0.28 | 0.356 | 0.087255
2014-03-01 18:00 | 2009-03-01 | 1482:00 | 0 | 0 | 0.2 | 0 | 0.01 | 0.042 | 0.010294
2014-03-01 19:00 | 2009-03-01 | 1483:00 | 0 | 0 | 0 | 0 | 0 | 0 | 0
2014-03-01 20:00 | 2009-03-01 | 1484:00 | 0 | 0 | 0 | 0 | 0 | 0 | 0
2014-03-01 21:00 | 2009-03-01 | 1485:00 | 0 | 0 | 0 | 0 | 0 | 0 | 0
2014-03-01 22:00 | 2009-03-01 | 1486:00 | 0 | 0 | 0 | 0 | 0 | 0 | 0
2014-03-01 23:00 | 2009-03-01 | 1487:00 | 0 | 0 | 0 | 0 | 0 | 0 | 0
2014-03-02 | 2009-03-01 | 1488:00 | 0 | 0 | 0 | 0 | 0 | 0 | 0
2014-03-02 01:00 | 2009-03-02 | 1489:00 | 0 | 0 | 0 | 0 | 0 | 0 | 0
2014-03-02 02:00 | 2009-03-02 | 1490:00 | 0 | 0 | 0 | 0 | 0 | 0 | 0
2014-03-02 03:00 | 2009-03-02 | 1491:00 | 0 | 0 | 0 | 0 | 0 | 0 | 0
2014-03-02 04:00 | 2009-03-02 | 1492:00 | 0 | 0 | 0 | 0 | 0 | 0 | 0
2014-03-02 05:00 | 2009-03-02 | 1493:00 | 0 | 0 | 0 | 0 | 0 | 0 | 0
2014-03-02 06:00 | 2009-03-02 | 1494:00 | 0 | 0 | 0 | 0 | 0 | 0 | 0
2014-03-02 07:00 | 2009-03-02 | 1495:00 | 0 | 0 | 0 | 0 | 0 | 0 | 0
2014-03-02 08:00 | 2009-03-02 | 1496:00 | 0 | 0.05 | 0 | 0.15 | 0.33 | 0.106 | 0.02598
2014-03-02 09:00 | 2009-03-02 | 1497:00 | 0 | 0.31 | 0.27 | 1.9 | 1.99 | 0.894 | 0.21912
2014-03-02 10:00 | 2009-03-02 | 1498:00 | 0.01 | 2.39 | 2.17 | 2.72 | 2.85 | 2.028 | 0.49706
2014-03-02 11:00 | 2009-03-02 | 1499:00 | 0.04 | 3.36 | 3.08 | 2.5 | 3.3 | 2.456 | 0.60196
2014-03-02 12:00 | 2009-03-02 | 1500:00 | 0.05 | 3.3 | 3.57 | 1.97 | 3.39 | 2.456 | 0.60196
2014-03-02 13:00 | 2009-03-02 | 1501:00 | 0.04 | 3.13 | 3.62 | 1.89 | 3.23 | 2.382 | 0.58382
2014-03-02 14:00 | 2009-03-02 | 1502:00 | 0.03 | 2.41 | 3.58 | 1.94 | 2.82 | 2.156 | 0.52843
2014-03-02 15:00 | 2009-03-02 | 1503:00 | 0.01 | 2.16 | 3.13 | 1.81 | 2.1 | 1.842 | 0.45147
2014-03-02 16:00 | 2009-03-02 | 1504:00 | 0 | 1.05 | 2.38 | 1.13 | 1.07 | 1.126 | 0.27598
2014-03-02 17:00 | 2009-03-02 | 1505:00 | 0 | 0.21 | 1.19 | 0.27 | 0.2 | 0.374 | 0.091667
2014-03-02 18:00 | 2009-03-02 | 1506:00 | 0 | 0 | 0.22 | 0.01 | 0 | 0.046 | 0.011275
2014-03-02 19:00 | 2009-03-02 | 1507:00 | 0 | 0 | 0 | 0 | 0 | 0 | 0
2014-03-02 20:00 | 2009-03-02 | 1508:00 | 0 | 0 | 0 | 0 | 0 | 0 | 0
2014-03-02 21:00 | 2009-03-02 | 1509:00 | 0 | 0 | 0 | 0 | 0 | 0 | 0
2014-03-02 22:00 | 2009-03-02 | 1510:00 | 0 | 0 | 0 | 0 | 0 | 0 | 0
2014-03-02 23:00 | 2009-03-02 | 1511:00 | 0 | 0 | 0 | 0 | 0 | 0 | 0
2014-03-03 | 2009-03-02 | 1512:00 | 0 | 0 | 0 | 0 | 0 | 0 | 0
2014-03-03 01:00 | 2009-03-03 | 1513:00 | 0 | 0 | 0 | 0 | 0 | 0 | 0
2014-03-03 02:00 | 2009-03-03 | 1514:00 | 0 | 0 | 0 | 0 | 0 | 0 | 0
2014-03-03 03:00 | 2009-03-03 | 1515:00 | 0 | 0 | 0 | 0 | 0 | 0 | 0
2014-03-03 04:00 | 2009-03-03 | 1516:00 | 0 | 0 | 0 | 0 | 0 | 0 | 0
2014-03-03 05:00 | 2009-03-03 | 1517:00 | 0 | 0 | 0 | 0 | 0 | 0 | 0
2014-03-03 06:00 | 2009-03-03 | 1518:00 | 0 | 0 | 0 | 0 | 0 | 0 | 0
2014-03-03 07:00 | 2009-03-03 | 1519:00 | 0 | 0 | 0 | 0 | 0 | 0 | 0
2014-03-03 08:00 | 2009-03-03 | 1520:00 | 0 | 0.02 | 0 | 0.33 | 0.31 | 0.132 | 0.032353
2014-03-03 09:00 | 2009-03-03 | 1521:00 | 0.04 | 0.07 | 0.04 | 0.42 | 0.5 | 0.214 | 0.052451
2014-03-03 10:00 | 2009-03-03 | 1522:00 | 0.08 | 0.22 | 0.24 | 1.71 | 0.68 | 0.586 | 0.14363
2014-03-03 11:00 | 2009-03-03 | 1523:00 | 0.1 | 0.59 | 0.87 | 2.2 | 3.32 | 1.416 | 0.34706
2014-03-03 12:00 | 2009-03-03 | 1524:00 | 0.1 | 1.74 | 1.53 | 2.88 | 3.42 | 1.934 | 0.47402
2014-03-03 13:00 | 2009-03-03 | 1525:00 | 0.1 | 1.38 | 1.79 | 2.9 | 3.23 | 1.88 | 0.46078
2014-03-03 14:00 | 2009-03-03 | 1526:00 | 0.08 | 2.25 | 1.14 | 1.75 | 2.81 | 1.606 | 0.39363
2014-03-03 15:00 | 2009-03-03 | 1527:00 | 0.04 | 1.4 | 0.89 | 0.65 | 2.13 | 1.022 | 0.25049
2014-03-03 16:00 | 2009-03-03 | 1528:00 | 0.02 | 0.36 | 0.58 | 0.28 | 1.09 | 0.466 | 0.11422
2014-03-03 17:00 | 2009-03-03 | 1529:00 | 0 | 0.3 | 0.48 | 0.15 | 0.24 | 0.234 | 0.057353
2014-03-03 18:00 | 2009-03-03 | 1530:00 | 0 | 0.01 | 0.17 | 0.01 | 0.01 | 0.04 | 0.0098039
2014-03-03 19:00 | 2009-03-03 | 1531:00 | 0 | 0 | 0.01 | 0 | 0 | 0.002 | 0.0004902
2014-03-03 20:00 | 2009-03-03 | 1532:00 | 0 | 0 | 0 | 0 | 0 | 0 | 0
2014-03-03 21:00 | 2009-03-03 | 1533:00 | 0 | 0 | 0 | 0 | 0 | 0 | 0
2014-03-03 22:00 | 2009-03-03 | 1534:00 | 0 | 0 | 0 | 0 | 0 | 0 | 0
2014-03-03 23:00 | 2009-03-03 | 1535:00 | 0 | 0 | 0 | 0 | 0 | 0 | 0
2014-03-04 | 2009-03-03 | 1536:00 | 0 | 0 | 0 | 0 | 0 | 0 | 0
2014-03-04 01:00 | 2009-03-04 | 1537:00 | 0 | 0 | 0 | 0 | 0 | 0 | 0
2014-03-04 02:00 | 2009-03-04 | 1538:00 | 0 | 0 | 0 | 0 | 0 | 0 | 0
2014-03-04 03:00 | 2009-03-04 | 1539:00 | 0 | 0 | 0 | 0 | 0 | 0 | 0
2014-03-04 04:00 | 2009-03-04 | 1540:00 | 0 | 0 | 0 | 0 | 0 | 0 | 0
2014-03-04 05:00 | 2009-03-04 | 1541:00 | 0 | 0 | 0 | 0 | 0 | 0 | 0
2014-03-04 06:00 | 2009-03-04 | 1542:00 | 0 | 0 | 0 | 0 | 0 | 0 | 0
2014-03-04 07:00 | 2009-03-04 | 1543:00 | 0 | 0 | 0 | 0 | 0 | 0 | 0
2014-03-04 08:00 | 2009-03-04 | 1544:00 | 0 | 0.08 | 0 | 0.23 | 0.47 | 0.156 | 0.038235
2014-03-04 09:00 | 2009-03-04 | 1545:00 | 0.04 | 0.44 | 0.33 | 1.4 | 2.1 | 0.862 | 0.21127
2014-03-04 10:00 | 2009-03-04 | 1546:00 | 0.07 | 1.11 | 1.71 | 2.45 | 2.74 | 1.616 | 0.39608
2014-03-04 11:00 | 2009-03-04 | 1547:00 | 0.11 | 1.32 | 0.78 | 3.38 | 3.34 | 1.786 | 0.43775
2014-03-04 12:00 | 2009-03-04 | 1548:00 | 0.11 | 0.94 | 1.19 | 2.98 | 3.44 | 1.732 | 0.42451
2014-03-04 13:00 | 2009-03-04 | 1549:00 | 0.55 | 0.56 | 1.09 | 2.67 | 3.23 | 1.62 | 0.39706
2014-03-04 14:00 | 2009-03-04 | 1550:00 | 0.82 | 1.41 | 1.32 | 0.98 | 2.8 | 1.466 | 0.35931
2014-03-04 15:00 | 2009-03-04 | 1551:00 | 0.5 | 1.78 | 0.98 | 0.54 | 2.13 | 1.186 | 0.29069
2014-03-04 16:00 | 2009-03-04 | 1552:00 | 0.22 | 0.75 | 0.61 | 0.5 | 1.12 | 0.64 | 0.15686
2014-03-04 17:00 | 2009-03-04 | 1553:00 | 0.07 | 0.25 | 0.48 | 0.15 | 0.31 | 0.252 | 0.061765
2014-03-04 18:00 | 2009-03-04 | 1554:00 | 0 | 0 | 0.18 | 0 | 0.01 | 0.038 | 0.0093137
2014-03-04 19:00 | 2009-03-04 | 1555:00 | 0 | 0 | 0.01 | 0 | 0 | 0.002 | 0.0004902
2014-03-04 20:00 | 2009-03-04 | 1556:00 | 0 | 0 | 0 | 0 | 0 | 0 | 0
2014-03-04 21:00 | 2009-03-04 | 1557:00 | 0 | 0 | 0 | 0 | 0 | 0 | 0
2014-03-04 22:00 | 2009-03-04 | 1558:00 | 0 | 0 | 0 | 0 | 0 | 0 | 0
2014-03-04 23:00 | 2009-03-04 | 1559:00 | 0 | 0 | 0 | 0 | 0 | 0 | 0
2014-03-05 | 2009-03-04 | 1560:00 | 0 | 0 | 0 | 0 | 0 | 0 | 0
2014-03-05 01:00 | 2009-03-05 | 1561:00 | 0 | 0 | 0 | 0 | 0 | 0 | 0
2014-03-05 02:00 | 2009-03-05 | 1562:00 | 0 | 0 | 0 | 0 | 0 | 0 | 0
2014-03-05 03:00 | 2009-03-05 | 1563:00 | 0 | 0 | 0 | 0 | 0 | 0 | 0
2014-03-05 04:00 | 2009-03-05 | 1564:00 | 0 | 0 | 0 | 0 | 0 | 0 | 0
2014-03-05 05:00 | 2009-03-05 | 1565:00 | 0 | 0 | 0 | 0 | 0 | 0 | 0
2014-03-05 06:00 | 2009-03-05 | 1566:00 | 0 | 0 | 0 | 0 | 0 | 0 | 0
2014-03-05 07:00 | 2009-03-05 | 1567:00 | 0 | 0 | 0 | 0 | 0 | 0 | 0
2014-03-05 08:00 | 2009-03-05 | 1568:00 | 0.01 | 0.1 | 0 | 0.04 | 0.46 | 0.122 | 0.029902
2014-03-05 09:00 | 2009-03-05 | 1569:00 | 0.15 | 0.15 | 0.07 | 0.25 | 2.06 | 0.536 | 0.13137
2014-03-05 10:00 | 2009-03-05 | 1570:00 | 0.28 | 0.87 | 0.27 | 1.7 | 2.94 | 1.212 | 0.29706
2014-03-05 11:00 | 2009-03-05 | 1571:00 | 0.41 | 2.44 | 0.71 | 3.46 | 3.33 | 2.07 | 0.50735
2014-03-05 12:00 | 2009-03-05 | 1572:00 | 0.3 | 0.99 | 0.84 | 3.31 | 3.37 | 1.762 | 0.43186
2014-03-05 13:00 | 2009-03-05 | 1573:00 | 0.68 | 1.06 | 2.79 | 2.84 | 2.91 | 2.056 | 0.50392
2014-03-05 14:00 | 2009-03-05 | 1574:00 | 0.97 | 2.68 | 2.91 | 2.01 | 2.79 | 2.272 | 0.55686
2014-03-05 15:00 | 2009-03-05 | 1575:00 | 0.24 | 0.72 | 3.1 | 0.58 | 1.59 | 1.246 | 0.30539
2014-03-05 16:00 | 2009-03-05 | 1576:00 | 0.11 | 0.45 | 2.37 | 0.3 | 0.86 | 0.818 | 0.20049
2014-03-05 17:00 | 2009-03-05 | 1577:00 | 0.05 | 0.12 | 1.23 | 0.1 | 0.17 | 0.334 | 0.081863
2014-03-05 18:00 | 2009-03-05 | 1578:00 | 0 | 0.01 | 0.31 | 0 | 0.01 | 0.066 | 0.016176
2014-03-05 19:00 | 2009-03-05 | 1579:00 | 0 | 0 | 0.01 | 0 | 0 | 0.002 | 0.0004902
2014-03-05 20:00 | 2009-03-05 | 1580:00 | 0 | 0 | 0 | 0 | 0 | 0 | 0
2014-03-05 21:00 | 2009-03-05 | 1581:00 | 0 | 0 | 0 | 0 | 0 | 0 | 0
2014-03-05 22:00 | 2009-03-05 | 1582:00 | 0 | 0 | 0 | 0 | 0 | 0 | 0
2014-03-05 23:00 | 2009-03-05 | 1583:00 | 0 | 0 | 0 | 0 | 0 | 0 | 0
2014-03-06 | 2009-03-05 | 1584:00 | 0 | 0 | 0 | 0 | 0 | 0 | 0
2014-03-06 01:00 | 2009-03-06 | 1585:00 | 0 | 0 | 0 | 0 | 0 | 0 | 0
2014-03-06 02:00 | 2009-03-06 | 1586:00 | 0 | 0 | 0 | 0 | 0 | 0 | 0
2014-03-06 03:00 | 2009-03-06 | 1587:00 | 0 | 0 | 0 | 0 | 0 | 0 | 0
2014-03-06 04:00 | 2009-03-06 | 1588:00 | 0 | 0 | 0 | 0 | 0 | 0 | 0
2014-03-06 05:00 | 2009-03-06 | 1589:00 | 0 | 0 | 0 | 0 | 0 | 0 | 0
2014-03-06 06:00 | 2009-03-06 | 1590:00 | 0 | 0 | 0 | 0 | 0 | 0 | 0
2014-03-06 07:00 | 2009-03-06 | 1591:00 | 0 | 0 | 0 | 0 | 0 | 0 | 0
2014-03-06 08:00 | 2009-03-06 | 1592:00 | 0.04 | 0.3 | 0 | 0.02 | 0.21 | 0.114 | 0.027941
2014-03-06 09:00 | 2009-03-06 | 1593:00 | 0.18 | 0.96 | 0.5 | 0.12 | 1.76 | 0.704 | 0.17255
2014-03-06 10:00 | 2009-03-06 | 1594:00 | 0.42 | 1.21 | 2.22 | 0.22 | 2.64 | 1.342 | 0.32892
2014-03-06 11:00 | 2009-03-06 | 1595:00 | 0.2 | 0.6 | 3.03 | 0.32 | 3.23 | 1.476 | 0.36176
2014-03-06 12:00 | 2009-03-06 | 1596:00 | 0.02 | 0.4 | 3.48 | 0.55 | 3.33 | 1.556 | 0.38137
2014-03-06 13:00 | 2009-03-06 | 1597:00 | 0 | 0.61 | 3.58 | 0.94 | 3.24 | 1.674 | 0.41029
2014-03-06 14:00 | 2009-03-06 | 1598:00 | 0 | 1.92 | 3.45 | 0.92 | 2.85 | 1.828 | 0.44804
2014-03-06 15:00 | 2009-03-06 | 1599:00 | 0 | 1.03 | 3.01 | 0.49 | 2.15 | 1.336 | 0.32745
2014-03-06 16:00 | 2009-03-06 | 1600:00 | 0 | 0.4 | 2.28 | 0.13 | 1.17 | 0.796 | 0.1951
2014-03-06 17:00 | 2009-03-06 | 1601:00 | 0 | 0.28 | 1.24 | 0.01 | 0.31 | 0.368 | 0.090196
2014-03-06 18:00 | 2009-03-06 | 1602:00 | 0 | 0.01 | 0.34 | 0 | 0.01 | 0.072 | 0.017647
2014-03-06 19:00 | 2009-03-06 | 1603:00 | 0 | 0 | 0.01 | 0 | 0 | 0.002 | 0.0004902
2014-03-06 20:00 | 2009-03-06 | 1604:00 | 0 | 0 | 0 | 0 | 0 | 0 | 0
2014-03-06 21:00 | 2009-03-06 | 1605:00 | 0 | 0 | 0 | 0 | 0 | 0 | 0
2014-03-06 22:00 | 2009-03-06 | 1606:00 | 0 | 0 | 0 | 0 | 0 | 0 | 0
2014-03-06 23:00 | 2009-03-06 | 1607:00 | 0 | 0 | 0 | 0 | 0 | 0 | 0
2014-03-07 | 2009-03-06 | 1608:00 | 0 | 0 | 0 | 0 | 0 | 0 | 0
2014-03-07 01:00 | 2009-03-07 | 1609:00 | 0 | 0 | 0 | 0 | 0 | 0 | 0
2014-03-07 02:00 | 2009-03-07 | 1610:00 | 0 | 0 | 0 | 0 | 0 | 0 | 0
2014-03-07 03:00 | 2009-03-07 | 1611:00 | 0 | 0 | 0 | 0 | 0 | 0 | 0
2014-03-07 04:00 | 2009-03-07 | 1612:00 | 0 | 0 | 0 | 0 | 0 | 0 | 0
2014-03-07 05:00 | 2009-03-07 | 1613:00 | 0 | 0 | 0 | 0 | 0 | 0 | 0
2014-03-07 06:00 | 2009-03-07 | 1614:00 | 0 | 0 | 0 | 0 | 0 | 0 | 0
2014-03-07 07:00 | 2009-03-07 | 1615:00 | 0 | 0.01 | 0 | 0 | 0 | 0.002 | 0.0004902
2014-03-07 08:00 | 2009-03-07 | 1616:00 | 0.01 | 0.42 | 0 | 0.02 | 0.57 | 0.204 | 0.05
2014-03-07 09:00 | 2009-03-07 | 1617:00 | 0.23 | 1.71 | 0.32 | 0.05 | 2.21 | 0.904 | 0.22157
2014-03-07 10:00 | 2009-03-07 | 1618:00 | 0.12 | 1.56 | 1.85 | 0.07 | 3.01 | 1.322 | 0.32402
2014-03-07 11:00 | 2009-03-07 | 1619:00 | 0.21 | 3.52 | 3.11 | 0.2 | 3.29 | 2.066 | 0.50637
2014-03-07 12:00 | 2009-03-07 | 1620:00 | 0.28 | 3.64 | 3.47 | 0.25 | 3.07 | 2.142 | 0.525
2014-03-07 13:00 | 2009-03-07 | 1621:00 | 0.27 | 3.51 | 3.57 | 0.3 | 2.94 | 2.118 | 0.51912
2014-03-07 14:00 | 2009-03-07 | 1622:00 | 0.27 | 3.09 | 3.36 | 0.36 | 2.72 | 1.96 | 0.48039
2014-03-07 15:00 | 2009-03-07 | 1623:00 | 0.21 | 2.46 | 2.62 | 0.17 | 2.21 | 1.534 | 0.37598
2014-03-07 16:00 | 2009-03-07 | 1624:00 | 0.12 | 1.25 | 2.14 | 0.1 | 0.81 | 0.884 | 0.21667
2014-03-07 17:00 | 2009-03-07 | 1625:00 | 0.05 | 0.17 | 1.08 | 0.02 | 0.18 | 0.3 | 0.073529
2014-03-07 18:00 | 2009-03-07 | 1626:00 | 0 | 0.03 | 0.35 | 0 | 0.01 | 0.078 | 0.019118
2014-03-07 19:00 | 2009-03-07 | 1627:00 | 0 | 0 | 0.03 | 0 | 0 | 0.006 | 0.0014706
2014-03-07 20:00 | 2009-03-07 | 1628:00 | 0 | 0 | 0 | 0 | 0 | 0 | 0
2014-03-07 21:00 | 2009-03-07 | 1629:00 | 0 | 0 | 0 | 0 | 0 | 0 | 0
2014-03-07 22:00 | 2009-03-07 | 1630:00 | 0 | 0 | 0 | 0 | 0 | 0 | 0
2014-03-07 23:00 | 2009-03-07 | 1631:00 | 0 | 0 | 0 | 0 | 0 | 0 | 0
2014-03-08 | 2009-03-07 | 1632:00 | 0 | 0 | 0 | 0 | 0 | 0 | 0
2014-03-08 01:00 | 2009-03-08 | 1633:00 | 0 | 0 | 0 | 0 | 0 | 0 | 0
2014-03-08 02:00 | 2009-03-08 | 3:00 | 0 | 0 | 0 | 0 | 0 | 0 | 0
2014-03-08 03:00 | 2009-03-08 | 4:00 | 0 | 0 | 0 | 0 | 0 | 0 | 0
2014-03-08 04:00 | 2009-03-08 | 5:00 | 0 | 0 | 0 | 0 | 0 | 0 | 0
2014-03-08 05:00 | 2009-03-08 | 6:00 | 0 | 0 | 0 | 0 | 0 | 0 | 0
2014-03-08 06:00 | 2009-03-08 | 7:00 | 0 | 0 | 0 | 0 | 0 | 0 | 0
2014-03-08 07:00 | 2009-03-08 | 8:00 | 0 | 0 | 0 | 0 | 0 | 0 | 0
2014-03-08 08:00 | 2009-03-08 | 9:00 | 0.08 | 0.08 | 0 | 0 | 0.09 | 0.05 | 0.012255
2014-03-08 09:00 | 2009-03-08 | 10:00 | 0.36 | 0.2 | 0.18 | 0 | 0.26 | 0.2 | 0.04902
2014-03-08 10:00 | 2009-03-08 | 11:00 | 0.74 | 0.39 | 0.98 | 0.01 | 0.65 | 0.554 | 0.13578
2014-03-08 11:00 | 2009-03-08 | 12:00 | 1.03 | 0.6 | 2.15 | 0.02 | 0.64 | 0.888 | 0.21765
2014-03-08 12:00 | 2009-03-08 | 13:00 | 1.09 | 0.72 | 3.43 | 0.02 | 1.41 | 1.334 | 0.32696
2014-03-08 13:00 | 2009-03-08 | 14:00 | 1.03 | 0.82 | 3.65 | 0.02 | 1.67 | 1.438 | 0.35245
2014-03-08 14:00 | 2009-03-08 | 15:00 | 0.87 | 1.05 | 3.53 | 0.22 | 0.88 | 1.31 | 0.32108
2014-03-08 15:00 | 2009-03-08 | 16:00 | 0.69 | 1.37 | 2.91 | 0.24 | 1.34 | 1.31 | 0.32108
2014-03-08 16:00 | 2009-03-08 | 17:00 | 0.41 | 0.62 | 2.35 | 0.28 | 1.62 | 1.056 | 0.25882
2014-03-08 17:00 | 2009-03-08 | 18:00 | 0.11 | 0.24 | 1.24 | 0.09 | 0.56 | 0.448 | 0.1098
2014-03-08 18:00 | 2009-03-08 | 19:00 | 0 | 0.02 | 0.3 | 0.01 | 0.06 | 0.078 | 0.019118
2014-03-08 19:00 | 2009-03-08 | 20:00 | 0 | 0 | 0.02 | 0 | 0 | 0.004 | 0.00098039
2014-03-08 20:00 | 2009-03-08 | 21:00 | 0 | 0 | 0 | 0 | 0 | 0 | 0
2014-03-08 21:00 | 2009-03-08 | 22:00 | 0 | 0 | 0 | 0 | 0 | 0 | 0
2014-03-08 22:00 | 2009-03-08 | 23:00 | 0 | 0 | 0 | 0 | 0 | 0 | 0
2014-03-08 23:00 | 2009-03-08 | 24:00 | 0 | 0 | 0 | 0 | 0 | 0 | 0
2014-03-09 | 2009-03-09 | 25:00 | 0 | 0 | 0 | 0 | 0 | 0 | 0
2014-03-09 01:00 | 2009-03-09 | 26:00 | 0 | 0 | 0 | 0 | 0 | 0 | 0
2014-03-09 02:00 | 2009-03-09 | 27:00 | 0 | 0 | 0 | 0 | 0 | 0 | 0
2014-03-09 03:00 | 2009-03-09 | 28:00 | 0 | 0 | 0 | 0 | 0 | 0 | 0
2014-03-09 04:00 | 2009-03-09 | 29:00 | 0 | 0 | 0 | 0 | 0 | 0 | 0
2014-03-09 05:00 | 2009-03-09 | 30:00 | 0 | 0 | 0 | 0 | 0 | 0 | 0
2014-03-09 06:00 | 2009-03-09 | 31:00 | 0 | 0 | 0 | 0 | 0 | 0 | 0
2014-03-09 07:00 | 2009-03-09 | 32:00 | 0 | 0 | 0 | 0 | 0 | 0 | 0
2014-03-09 08:00 | 2009-03-09 | 33:00 | 0.21 | 0.08 | 0.01 | 0.23 | 0.11 | 0.128 | 0.031373
2014-03-09 09:00 | 2009-03-09 | 34:00 | 0.74 | 0.32 | 0.31 | 0.47 | 0.41 | 0.45 | 0.11029
2014-03-09 10:00 | 2009-03-09 | 35:00 | 0.92 | 0.76 | 1.4 | 0.14 | 0.6 | 0.764 | 0.18725
2014-03-09 11:00 | 2009-03-09 | 36:00 | 0.52 | 1.12 | 2.47 | 0.29 | 0.97 | 1.074 | 0.26324
2014-03-09 12:00 | 2009-03-09 | 37:00 | 0.55 | 1.03 | 2.99 | 0.41 | 1.42 | 1.28 | 0.31373
2014-03-09 13:00 | 2009-03-09 | 38:00 | 0.52 | 1.94 | 3.45 | 0.6 | 0.86 | 1.474 | 0.36127
2014-03-09 14:00 | 2009-03-09 | 39:00 | 0.36 | 2.02 | 3.59 | 0.31 | 0.96 | 1.448 | 0.3549
2014-03-09 15:00 | 2009-03-09 | 40:00 | 0.27 | 1.35 | 3.14 | 0.23 | 0.95 | 1.188 | 0.29118
2014-03-09 16:00 | 2009-03-09 | 41:00 | 0.22 | 0.95 | 2.43 | 0.11 | 0.34 | 0.81 | 0.19853
2014-03-09 17:00 | 2009-03-09 | 42:00 | 0.04 | 0.22 | 1.36 | 0.03 | 0.1 | 0.35 | 0.085784
2014-03-09 18:00 | 2009-03-09 | 43:00 | 0 | 0.01 | 0.25 | 0 | 0.01 | 0.054 | 0.013235
2014-03-09 19:00 | 2009-03-09 | 44:00 | 0 | 0 | 0.03 | 0 | 0 | 0.006 | 0.0014706
2014-03-09 20:00 | 2009-03-09 | 45:00 | 0 | 0 | 0 | 0 | 0 | 0 | 0
2014-03-09 21:00 | 2009-03-09 | 46:00 | 0 | 0 | 0 | 0 | 0 | 0 | 0
2014-03-09 22:00 | 2009-03-09 | 47:00 | 0 | 0 | 0 | 0 | 0 | 0 | 0
2014-03-09 23:00 | 2009-03-09 | 48:00 | 0 | 0 | 0 | 0 | 0 | 0 | 0
2014-03-10 | 2009-03-10 | 49:00 | 0 | 0 | 0 | 0 | 0 | 0 | 0
2014-03-10 01:00 | 2009-03-10 | 50:00 | 0 | 0 | 0 | 0 | 0 | 0 | 0
2014-03-10 02:00 | 2009-03-10 | 51:00 | 0 | 0 | 0 | 0 | 0 | 0 | 0
2014-03-10 03:00 | 2009-03-10 | 52:00 | 0 | 0 | 0 | 0 | 0 | 0 | 0
2014-03-10 04:00 | 2009-03-10 | 53:00 | 0 | 0 | 0 | 0 | 0 | 0 | 0
2014-03-10 05:00 | 2009-03-10 | 54:00 | 0 | 0 | 0 | 0 | 0 | 0 | 0
2014-03-10 06:00 | 2009-03-10 | 55:00 | 0 | 0 | 0 | 0 | 0 | 0 | 0
2014-03-10 07:00 | 2009-03-10 | 56:00 | 0 | 0.01 | 0 | 0 | 0 | 0.002 | 0.0004902
2014-03-10 08:00 | 2009-03-10 | 57:00 | 0.07 | 0.24 | 0.01 | 0.07 | 0.1 | 0.098 | 0.02402
2014-03-10 09:00 | 2009-03-10 | 58:00 | 0.41 | 1.55 | 0.72 | 0.35 | 0.25 | 0.656 | 0.16078
2014-03-10 10:00 | 2009-03-10 | 59:00 | 0.87 | 0.75 | 2.4 | 0.51 | 0.9 | 1.086 | 0.26618
2014-03-10 11:00 | 2009-03-10 | 60:00 | 1.11 | 1.01 | 3.25 | 0.99 | 1.34 | 1.54 | 0.37745
2014-03-10 12:00 | 2009-03-10 | 61:00 | 1.03 | 1.2 | 3.61 | 2.41 | 1.41 | 1.932 | 0.47353
2014-03-10 13:00 | 2009-03-10 | 62:00 | 0.83 | 1.42 | 3.64 | 2.98 | 1.94 | 2.162 | 0.5299
2014-03-10 14:00 | 2009-03-10 | 63:00 | 0.98 | 1.49 | 3.61 | 1.79 | 1.4 | 1.854 | 0.45441
2014-03-10 15:00 | 2009-03-10 | 64:00 | 0.73 | 1.42 | 3.15 | 1.66 | 1.78 | 1.748 | 0.42843
2014-03-10 16:00 | 2009-03-10 | 65:00 | 0.43 | 0.4 | 2.48 | 0.67 | 1.1 | 1.016 | 0.24902
2014-03-10 17:00 | 2009-03-10 | 66:00 | 0.12 | 0.21 | 1.52 | 0.16 | 0.21 | 0.444 | 0.10882
2014-03-10 18:00 | 2009-03-10 | 67:00 | 0 | 0.03 | 0.39 | 0.01 | 0.05 | 0.096 | 0.023529
2014-03-10 19:00 | 2009-03-10 | 68:00 | 0 | 0 | 0.03 | 0 | 0 | 0.006 | 0.0014706
2014-03-10 20:00 | 2009-03-10 | 69:00 | 0 | 0 | 0 | 0 | 0 | 0 | 0
2014-03-10 21:00 | 2009-03-10 | 70:00 | 0 | 0 | 0 | 0 | 0 | 0 | 0
2014-03-10 22:00 | 2009-03-10 | 71:00 | 0 | 0 | 0 | 0 | 0 | 0 | 0
2014-03-10 23:00 | 2009-03-10 | 72:00 | 0 | 0 | 0 | 0 | 0 | 0 | 0
2014-03-11 | 2009-03-11 | 73:00 | 0 | 0 | 0 | 0 | 0 | 0 | 0
2014-03-11 01:00 | 2009-03-11 | 74:00 | 0 | 0 | 0 | 0 | 0 | 0 | 0
2014-03-11 02:00 | 2009-03-11 | 75:00 | 0 | 0 | 0 | 0 | 0 | 0 | 0
2014-03-11 03:00 | 2009-03-11 | 76:00 | 0 | 0 | 0 | 0 | 0 | 0 | 0
2014-03-11 04:00 | 2009-03-11 | 77:00 | 0 | 0 | 0 | 0 | 0 | 0 | 0
2014-03-11 05:00 | 2009-03-11 | 78:00 | 0 | 0 | 0 | 0 | 0 | 0 | 0
2014-03-11 06:00 | 2009-03-11 | 79:00 | 0 | 0 | 0 | 0 | 0 | 0 | 0
2014-03-11 07:00 | 2009-03-11 | 80:00 | 0 | 0 | 0 | 0 | 0.01 | 0.002 | 0.0004902
2014-03-11 08:00 | 2009-03-11 | 81:00 | 0.03 | 0.09 | 0.01 | 0.01 | 0.21 | 0.07 | 0.017157
2014-03-11 09:00 | 2009-03-11 | 82:00 | 0.11 | 0.35 | 0.77 | 0.09 | 0.66 | 0.396 | 0.097059
2014-03-11 10:00 | 2009-03-11 | 83:00 | 0.17 | 1.47 | 2.38 | 0.11 | 1.16 | 1.058 | 0.25931
2014-03-11 11:00 | 2009-03-11 | 84:00 | 0.31 | 0.66 | 3.23 | 0.16 | 1.37 | 1.146 | 0.28088
2014-03-11 12:00 | 2009-03-11 | 85:00 | 0.2 | 1.93 | 3.62 | 0.18 | 1.53 | 1.492 | 0.36569
2014-03-11 13:00 | 2009-03-11 | 86:00 | 0.27 | 0.6 | 3.62 | 0.28 | 1.48 | 1.25 | 0.30637
2014-03-11 14:00 | 2009-03-11 | 87:00 | 0.28 | 0.49 | 3.61 | 0.51 | 1.44 | 1.266 | 0.31029
2014-03-11 15:00 | 2009-03-11 | 88:00 | 0.18 | 0.64 | 3.2 | 0.3 | 1.34 | 1.132 | 0.27745
2014-03-11 16:00 | 2009-03-11 | 89:00 | 0.09 | 0.5 | 2.44 | 0.09 | 0.6 | 0.744 | 0.18235
2014-03-11 17:00 | 2009-03-11 | 90:00 | 0.03 | 0.26 | 1.42 | 0.03 | 0.2 | 0.388 | 0.095098
2014-03-11 18:00 | 2009-03-11 | 91:00 | 0 | 0.03 | 0.42 | 0 | 0.03 | 0.096 | 0.023529
2014-03-11 19:00 | 2009-03-11 | 92:00 | 0 | 0 | 0.03 | 0 | 0 | 0.006 | 0.0014706
2014-03-11 20:00 | 2009-03-11 | 93:00 | 0 | 0 | 0 | 0 | 0 | 0 | 0
2014-03-11 21:00 | 2009-03-11 | 94:00 | 0 | 0 | 0 | 0 | 0 | 0 | 0
2014-03-11 22:00 | 2009-03-11 | 95:00 | 0 | 0 | 0 | 0 | 0 | 0 | 0
2014-03-11 23:00 | 2009-03-11 | 96:00 | 0 | 0 | 0 | 0 | 0 | 0 | 0
2014-03-12 | 2009-03-12 | 97:00 | 0 | 0 | 0 | 0 | 0 | 0 | 0
2014-03-12 01:00 | 2009-03-12 | 98:00 | 0 | 0 | 0 | 0 | 0 | 0 | 0
2014-03-12 02:00 | 2009-03-12 | 99:00 | 0 | 0 | 0 | 0 | 0 | 0 | 0
2014-03-12 03:00 | 2009-03-12 | 100:00 | 0 | 0 | 0 | 0 | 0 | 0 | 0
2014-03-12 04:00 | 2009-03-12 | 101:00 | 0 | 0 | 0 | 0 | 0 | 0 | 0
2014-03-12 05:00 | 2009-03-12 | 102:00 | 0 | 0 | 0 | 0 | 0 | 0 | 0
2014-03-12 06:00 | 2009-03-12 | 103:00 | 0 | 0 | 0 | 0 | 0 | 0 | 0
2014-03-12 07:00 | 2009-03-12 | 104:00 | 0 | 0.01 | 0 | 0 | 0.01 | 0.004 | 0.00098039
2014-03-12 08:00 | 2009-03-12 | 105:00 | 0.01 | 0.56 | 0 | 0 | 0.78 | 0.27 | 0.066176
2014-03-12 09:00 | 2009-03-12 | 106:00 | 0.03 | 2.29 | 0.17 | 0.02 | 2.42 | 0.986 | 0.24167
2014-03-12 10:00 | 2009-03-12 | 107:00 | 0.02 | 3.21 | 1.22 | 0.05 | 3.34 | 1.568 | 0.38431
2014-03-12 11:00 | 2009-03-12 | 108:00 | 0.01 | 3.59 | 2.61 | 0.11 | 3.61 | 1.986 | 0.48676
2014-03-12 12:00 | 2009-03-12 | 109:00 | 0 | 2.72 | 2.12 | 0.11 | 3.52 | 1.694 | 0.4152
2014-03-12 13:00 | 2009-03-12 | 110:00 | 0 | 1.21 | 2.49 | 0.08 | 3.51 | 1.458 | 0.35735
2014-03-12 14:00 | 2009-03-12 | 111:00 | 0 | 0.45 | 2.63 | 0.09 | 3.25 | 1.284 | 0.31471
2014-03-12 15:00 | 2009-03-12 | 112:00 | 0 | 0.46 | 1.7 | 0.08 | 2.49 | 0.946 | 0.23186
2014-03-12 16:00 | 2009-03-12 | 113:00 | 0 | 0.83 | 1.41 | 0.05 | 1.46 | 0.75 | 0.18382
2014-03-12 17:00 | 2009-03-12 | 114:00 | 0 | 0.32 | 0.71 | 0 | 0.42 | 0.29 | 0.071078
2014-03-12 18:00 | 2009-03-12 | 115:00 | 0 | 0.03 | 0.26 | 0 | 0.03 | 0.064 | 0.015686
2014-03-12 19:00 | 2009-03-12 | 116:00 | 0 | 0 | 0.05 | 0 | 0 | 0.01 | 0.002451
2014-03-12 20:00 | 2009-03-12 | 117:00 | 0 | 0 | 0 | 0 | 0 | 0 | 0
2014-03-12 21:00 | 2009-03-12 | 118:00 | 0 | 0 | 0 | 0 | 0 | 0 | 0
2014-03-12 22:00 | 2009-03-12 | 119:00 | 0 | 0 | 0 | 0 | 0 | 0 | 0
2014-03-12 23:00 | 2009-03-12 | 120:00 | 0 | 0 | 0 | 0 | 0 | 0 | 0
2014-03-13 | 2009-03-13 | 121:00 | 0 | 0 | 0 | 0 | 0 | 0 | 0
2014-03-13 01:00 | 2009-03-13 | 122:00 | 0 | 0 | 0 | 0 | 0 | 0 | 0
2014-03-13 02:00 | 2009-03-13 | 123:00 | 0 | 0 | 0 | 0 | 0 | 0 | 0
2014-03-13 03:00 | 2009-03-13 | 124:00 | 0 | 0 | 0 | 0 | 0 | 0 | 0
2014-03-13 04:00 | 2009-03-13 | 125:00 | 0 | 0 | 0 | 0 | 0 | 0 | 0
2014-03-13 05:00 | 2009-03-13 | 126:00 | 0 | 0 | 0 | 0 | 0 | 0 | 0
2014-03-13 06:00 | 2009-03-13 | 127:00 | 0 | 0 | 0 | 0 | 0 | 0 | 0
2014-03-13 07:00 | 2009-03-13 | 128:00 | 0 | 0.01 | 0 | 0 | 0.03 | 0.008 | 0.0019608
2014-03-13 08:00 | 2009-03-13 | 129:00 | 0 | 0.15 | 0.01 | 0 | 1.07 | 0.246 | 0.060294
2014-03-13 09:00 | 2009-03-13 | 130:00 | 0 | 0.41 | 0.3 | 0.02 | 2.43 | 0.632 | 0.1549
2014-03-13 10:00 | 2009-03-13 | 131:00 | 0 | 1 | 1.9 | 0.16 | 3.32 | 1.276 | 0.31275
2014-03-13 11:00 | 2009-03-13 | 132:00 | 0.01 | 1.36 | 1.92 | 0.57 | 3.5 | 1.472 | 0.36078
2014-03-13 12:00 | 2009-03-13 | 133:00 | 0.01 | 1.75 | 3.18 | 1.02 | 3.45 | 1.882 | 0.46127
2014-03-13 13:00 | 2009-03-13 | 134:00 | 0 | 1.43 | 3.3 | 1.02 | 3.51 | 1.852 | 0.45392
2014-03-13 14:00 | 2009-03-13 | 135:00 | 0 | 1.67 | 3.47 | 0.99 | 3.16 | 1.858 | 0.45539
2014-03-13 15:00 | 2009-03-13 | 136:00 | 0 | 0.69 | 3.16 | 0.76 | 2.4 | 1.402 | 0.34363
2014-03-13 16:00 | 2009-03-13 | 137:00 | 0 | 0.46 | 1.93 | 0.44 | 1.42 | 0.85 | 0.20833
2014-03-13 17:00 | 2009-03-13 | 138:00 | 0 | 0.11 | 1.08 | 0.14 | 0.42 | 0.35 | 0.085784
2014-03-13 18:00 | 2009-03-13 | 139:00 | 0 | 0.02 | 0.28 | 0.02 | 0.03 | 0.07 | 0.017157
2014-03-13 19:00 | 2009-03-13 | 140:00 | 0 | 0 | 0.03 | 0 | 0 | 0.006 | 0.0014706
2014-03-13 20:00 | 2009-03-13 | 141:00 | 0 | 0 | 0 | 0 | 0 | 0 | 0
2014-03-13 21:00 | 2009-03-13 | 142:00 | 0 | 0 | 0 | 0 | 0 | 0 | 0
2014-03-13 22:00 | 2009-03-13 | 143:00 | 0 | 0 | 0 | 0 | 0 | 0 | 0
2014-03-13 23:00 | 2009-03-13 | 144:00 | 0 | 0 | 0 | 0 | 0 | 0 | 0
2014-03-14 | 2009-03-14 | 145:00 | 0 | 0 | 0 | 0 | 0 | 0 | 0
2014-03-14 01:00 | 2009-03-14 | 146:00 | 0 | 0 | 0 | 0 | 0 | 0 | 0
2014-03-14 02:00 | 2009-03-14 | 147:00 | 0 | 0 | 0 | 0 | 0 | 0 | 0
2014-03-14 03:00 | 2009-03-14 | 148:00 | 0 | 0 | 0 | 0 | 0 | 0 | 0
2014-03-14 04:00 | 2009-03-14 | 149:00 | 0 | 0 | 0 | 0 | 0 | 0 | 0
2014-03-14 05:00 | 2009-03-14 | 150:00 | 0 | 0 | 0 | 0 | 0 | 0 | 0
2014-03-14 06:00 | 2009-03-14 | 151:00 | 0 | 0 | 0 | 0 | 0 | 0 | 0
2014-03-14 07:00 | 2009-03-14 | 152:00 | 0 | 0 | 0 | 0.01 | 0.02 | 0.006 | 0.0014706
2014-03-14 08:00 | 2009-03-14 | 153:00 | 0 | 0.11 | 0 | 0.45 | 1.16 | 0.344 | 0.084314
2014-03-14 09:00 | 2009-03-14 | 154:00 | 0 | 0.99 | 0.06 | 0.98 | 2.56 | 0.918 | 0.225
2014-03-14 10:00 | 2009-03-14 | 155:00 | 0.01 | 0.75 | 0.14 | 1.37 | 3.28 | 1.11 | 0.27206
2014-03-14 11:00 | 2009-03-14 | 156:00 | 0.01 | 0.82 | 0.2 | 1.64 | 3.47 | 1.228 | 0.30098
2014-03-14 12:00 | 2009-03-14 | 157:00 | 0.02 | 1.59 | 0.24 | 2.61 | 3.48 | 1.588 | 0.38922
2014-03-14 13:00 | 2009-03-14 | 158:00 | 0.02 | 1.61 | 0.42 | 3.35 | 3.72 | 1.824 | 0.44706
2014-03-14 14:00 | 2009-03-14 | 159:00 | 0.02 | 1.02 | 0.62 | 2.98 | 3.16 | 1.56 | 0.38235
2014-03-14 15:00 | 2009-03-14 | 160:00 | 0.01 | 0.96 | 1.76 | 2.28 | 2.43 | 1.488 | 0.36471
2014-03-14 16:00 | 2009-03-14 | 161:00 | 0 | 0.65 | 1.19 | 1.38 | 1.44 | 0.932 | 0.22843
2014-03-14 17:00 | 2009-03-14 | 162:00 | 0 | 0.32 | 0.64 | 0.45 | 0.43 | 0.368 | 0.090196
2014-03-14 18:00 | 2009-03-14 | 163:00 | 0 | 0.04 | 0.22 | 0.04 | 0.04 | 0.068 | 0.016667
2014-03-14 19:00 | 2009-03-14 | 164:00 | 0 | 0 | 0.04 | 0 | 0 | 0.008 | 0.0019608
2014-03-14 20:00 | 2009-03-14 | 165:00 | 0 | 0 | 0 | 0 | 0 | 0 | 0
2014-03-14 21:00 | 2009-03-14 | 166:00 | 0 | 0 | 0 | 0 | 0 | 0 | 0
2014-03-14 22:00 | 2009-03-14 | 167:00 | 0 | 0 | 0 | 0 | 0 | 0 | 0
2014-03-14 23:00 | 2009-03-14 | 168:00 | 0 | 0 | 0 | 0 | 0 | 0 | 0
2014-03-15 | 2009-03-15 | 169:00 | 0 | 0 | 0 | 0 | 0 | 0 | 0
2014-03-15 01:00 | 2009-03-15 | 170:00 | 0 | 0 | 0 | 0 | 0 | 0 | 0
2014-03-15 02:00 | 2009-03-15 | 171:00 | 0 | 0 | 0 | 0 | 0 | 0 | 0
2014-03-15 03:00 | 2009-03-15 | 172:00 | 0 | 0 | 0 | 0 | 0 | 0 | 0
2014-03-15 04:00 | 2009-03-15 | 173:00 | 0 | 0 | 0 | 0 | 0 | 0 | 0
2014-03-15 05:00 | 2009-03-15 | 174:00 | 0 | 0 | 0 | 0 | 0 | 0 | 0
2014-03-15 06:00 | 2009-03-15 | 175:00 | 0 | 0 | 0 | 0 | 0 | 0 | 0
2014-03-15 07:00 | 2009-03-15 | 176:00 | 0 | 0.02 | 0 | 0.03 | 0.01 | 0.012 | 0.0029412
2014-03-15 08:00 | 2009-03-15 | 177:00 | 0 | 1 | 0.01 | 0.19 | 0.54 | 0.348 | 0.085294
2014-03-15 09:00 | 2009-03-15 | 178:00 | 0 | 2.26 | 0.29 | 1 | 0.35 | 0.78 | 0.19118
2014-03-15 10:00 | 2009-03-15 | 179:00 | 0 | 2.64 | 0.49 | 2.22 | 0.38 | 1.146 | 0.28088
2014-03-15 11:00 | 2009-03-15 | 180:00 | 0 | 1.92 | 0.42 | 3.52 | 0.41 | 1.254 | 0.30735
2014-03-15 12:00 | 2009-03-15 | 181:00 | 0.01 | 2.15 | 0.56 | 3.62 | 0.82 | 1.432 | 0.35098
2014-03-15 13:00 | 2009-03-15 | 182:00 | 0.01 | 2.3 | 0.78 | 3.42 | 0.91 | 1.484 | 0.36373
2014-03-15 14:00 | 2009-03-15 | 183:00 | 0 | 2.16 | 0.74 | 3.1 | 1.76 | 1.552 | 0.38039
2014-03-15 15:00 | 2009-03-15 | 184:00 | 0 | 1.51 | 0.62 | 2.45 | 2.09 | 1.334 | 0.32696
2014-03-15 16:00 | 2009-03-15 | 185:00 | 0 | 0.83 | 0.67 | 1.24 | 1.11 | 0.77 | 0.18873
2014-03-15 17:00 | 2009-03-15 | 186:00 | 0 | 0.4 | 0.33 | 0.24 | 0.24 | 0.242 | 0.059314
2014-03-15 18:00 | 2009-03-15 | 187:00 | 0 | 0.04 | 0.16 | 0.04 | 0.05 | 0.058 | 0.014216
2014-03-15 19:00 | 2009-03-15 | 188:00 | 0 | 0 | 0.02 | 0 | 0 | 0.004 | 0.00098039
2014-03-15 20:00 | 2009-03-15 | 189:00 | 0 | 0 | 0 | 0 | 0 | 0 | 0
2014-03-15 21:00 | 2009-03-15 | 190:00 | 0 | 0 | 0 | 0 | 0 | 0 | 0
2014-03-15 22:00 | 2009-03-15 | 191:00 | 0 | 0 | 0 | 0 | 0 | 0 | 0
2014-03-15 23:00 | 2009-03-15 | 192:00 | 0 | 0 | 0 | 0 | 0 | 0 | 0
2014-03-16 | 2009-03-16 | 193:00 | 0 | 0 | 0 | 0 | 0 | 0 | 0
2014-03-16 01:00 | 2009-03-16 | 194:00 | 0 | 0 | 0 | 0 | 0 | 0 | 0
2014-03-16 02:00 | 2009-03-16 | 195:00 | 0 | 0 | 0 | 0 | 0 | 0 | 0
2014-03-16 03:00 | 2009-03-16 | 196:00 | 0 | 0 | 0 | 0 | 0 | 0 | 0
2014-03-16 04:00 | 2009-03-16 | 197:00 | 0 | 0 | 0 | 0 | 0 | 0 | 0
2014-03-16 05:00 | 2009-03-16 | 198:00 | 0 | 0 | 0 | 0 | 0 | 0 | 0
2014-03-16 06:00 | 2009-03-16 | 199:00 | 0 | 0 | 0 | 0 | 0 | 0 | 0
2014-03-16 07:00 | 2009-03-16 | 200:00 | 0 | 0.01 | 0 | 0.02 | 0.05 | 0.016 | 0.0039216
2014-03-16 08:00 | 2009-03-16 | 201:00 | 0 | 0.53 | 0.05 | 0.24 | 0.75 | 0.314 | 0.076961
2014-03-16 09:00 | 2009-03-16 | 202:00 | 0 | 2.31 | 0.34 | 0.69 | 0.89 | 0.846 | 0.20735
2014-03-16 10:00 | 2009-03-16 | 203:00 | 0 | 3.08 | 1.34 | 1.53 | 2.34 | 1.658 | 0.40637
2014-03-16 11:00 | 2009-03-16 | 204:00 | 0.03 | 3.17 | 1.36 | 2.46 | 1.41 | 1.686 | 0.41324
2014-03-16 12:00 | 2009-03-16 | 205:00 | 2.06 | 3.49 | 1.91 | 3.22 | 2.79 | 2.694 | 0.66029
2014-03-16 13:00 | 2009-03-16 | 206:00 | 2.38 | 3.34 | 1.28 | 2.77 | 1.41 | 2.236 | 0.54804
2014-03-16 14:00 | 2009-03-16 | 207:00 | 2.55 | 2.96 | 1.62 | 2.21 | 1.88 | 2.244 | 0.55
2014-03-16 15:00 | 2009-03-16 | 208:00 | 1.68 | 1.81 | 1.26 | 1.94 | 0.85 | 1.508 | 0.36961
2014-03-16 16:00 | 2009-03-16 | 209:00 | 0.78 | 0.8 | 0.81 | 1.11 | 0.51 | 0.802 | 0.19657
2014-03-16 17:00 | 2009-03-16 | 210:00 | 0.25 | 0.3 | 0.99 | 0.28 | 0.25 | 0.414 | 0.10147
2014-03-16 18:00 | 2009-03-16 | 211:00 | 0.04 | 0.02 | 0.27 | 0.04 | 0.03 | 0.08 | 0.019608
2014-03-16 19:00 | 2009-03-16 | 212:00 | 0 | 0 | 0.02 | 0 | 0 | 0.004 | 0.00098039
2014-03-16 20:00 | 2009-03-16 | 213:00 | 0 | 0 | 0 | 0 | 0 | 0 | 0
2014-03-16 21:00 | 2009-03-16 | 214:00 | 0 | 0 | 0 | 0 | 0 | 0 | 0
2014-03-16 22:00 | 2009-03-16 | 215:00 | 0 | 0 | 0 | 0 | 0 | 0 | 0
2014-03-16 23:00 | 2009-03-16 | 216:00 | 0 | 0 | 0 | 0 | 0 | 0 | 0
2014-03-17 | 2009-03-17 | 217:00 | 0 | 0 | 0 | 0 | 0 | 0 | 0
2014-03-17 01:00 | 2009-03-17 | 218:00 | 0 | 0 | 0 | 0 | 0 | 0 | 0
2014-03-17 02:00 | 2009-03-17 | 219:00 | 0 | 0 | 0 | 0 | 0 | 0 | 0
2014-03-17 03:00 | 2009-03-17 | 220:00 | 0 | 0 | 0 | 0 | 0 | 0 | 0
2014-03-17 04:00 | 2009-03-17 | 221:00 | 0 | 0 | 0 | 0 | 0 | 0 | 0
2014-03-17 05:00 | 2009-03-17 | 222:00 | 0 | 0 | 0 | 0 | 0 | 0 | 0
2014-03-17 06:00 | 2009-03-17 | 223:00 | 0 | 0 | 0 | 0 | 0 | 0 | 0
2014-03-17 07:00 | 2009-03-17 | 224:00 | 0.06 | 0.01 | 0 | 0.04 | 0.04 | 0.03 | 0.0073529
2014-03-17 08:00 | 2009-03-17 | 225:00 | 0.66 | 0.09 | 0.02 | 1.35 | 1.2 | 0.664 | 0.16275
2014-03-17 09:00 | 2009-03-17 | 226:00 | 1.89 | 0.16 | 0.38 | 2.58 | 2.42 | 1.486 | 0.36422
2014-03-17 10:00 | 2009-03-17 | 227:00 | 2.69 | 0.33 | 1.24 | 3.29 | 3.34 | 2.178 | 0.53382
2014-03-17 11:00 | 2009-03-17 | 228:00 | 3.31 | 0.61 | 2.65 | 3.63 | 3.56 | 2.752 | 0.67451
2014-03-17 12:00 | 2009-03-17 | 229:00 | 3.53 | 0.91 | 3.1 | 3.67 | 3.66 | 2.974 | 0.72892
2014-03-17 13:00 | 2009-03-17 | 230:00 | 3.35 | 0.77 | 3.44 | 3.21 | 3.6 | 2.874 | 0.70441
2014-03-17 14:00 | 2009-03-17 | 231:00 | 2.9 | 0.78 | 3.07 | 2.99 | 3.2 | 2.588 | 0.63431
2014-03-17 15:00 | 2009-03-17 | 232:00 | 2.25 | 0.71 | 3.37 | 2 | 2.46 | 2.158 | 0.52892
2014-03-17 16:00 | 2009-03-17 | 233:00 | 1.35 | 0.51 | 2.08 | 1.04 | 1.46 | 1.288 | 0.31569
2014-03-17 17:00 | 2009-03-17 | 234:00 | 0.47 | 0.23 | 0.85 | 0.34 | 0.47 | 0.472 | 0.11569
2014-03-17 18:00 | 2009-03-17 | 235:00 | 0.07 | 0.04 | 0.39 | 0.07 | 0.06 | 0.126 | 0.030882
2014-03-17 19:00 | 2009-03-17 | 236:00 | 0 | 0 | 0.05 | 0 | 0 | 0.01 | 0.002451
2014-03-17 20:00 | 2009-03-17 | 237:00 | 0 | 0 | 0 | 0 | 0 | 0 | 0
2014-03-17 21:00 | 2009-03-17 | 238:00 | 0 | 0 | 0 | 0 | 0 | 0 | 0
2014-03-17 22:00 | 2009-03-17 | 239:00 | 0 | 0 | 0 | 0 | 0 | 0 | 0
2014-03-17 23:00 | 2009-03-17 | 240:00 | 0 | 0 | 0 | 0 | 0 | 0 | 0
2014-03-18 | 2009-03-18 | 241:00 | 0 | 0 | 0 | 0 | 0 | 0 | 0
2014-03-18 01:00 | 2009-03-18 | 242:00 | 0 | 0 | 0 | 0 | 0 | 0 | 0
2014-03-18 02:00 | 2009-03-18 | 243:00 | 0 | 0 | 0 | 0 | 0 | 0 | 0
2014-03-18 03:00 | 2009-03-18 | 244:00 | 0 | 0 | 0 | 0 | 0 | 0 | 0
2014-03-18 04:00 | 2009-03-18 | 245:00 | 0 | 0 | 0 | 0 | 0 | 0 | 0
2014-03-18 05:00 | 2009-03-18 | 246:00 | 0 | 0 | 0 | 0 | 0 | 0 | 0
2014-03-18 06:00 | 2009-03-18 | 247:00 | 0 | 0 | 0 | 0 | 0 | 0 | 0
2014-03-18 07:00 | 2009-03-18 | 248:00 | 0.07 | 0.02 | 0 | 0.02 | 0.06 | 0.034 | 0.0083333
2014-03-18 08:00 | 2009-03-18 | 249:00 | 0.77 | 0.21 | 0 | 0.38 | 1.45 | 0.562 | 0.13775
2014-03-18 09:00 | 2009-03-18 | 250:00 | 1.09 | 0.74 | 0.15 | 1.9 | 2.57 | 1.29 | 0.31618
2014-03-18 10:00 | 2009-03-18 | 251:00 | 1.87 | 2.88 | 0.35 | 3.19 | 3.3 | 2.318 | 0.56814
2014-03-18 11:00 | 2009-03-18 | 252:00 | 1.84 | 3.4 | 1.81 | 3.56 | 3.5 | 2.822 | 0.69167
2014-03-18 12:00 | 2009-03-18 | 253:00 | 2.19 | 3.6 | 1.62 | 1.94 | 3.66 | 2.602 | 0.63775
2014-03-18 13:00 | 2009-03-18 | 254:00 | 2.26 | 3.24 | 2.77 | 1.52 | 3.53 | 2.664 | 0.65294
2014-03-18 14:00 | 2009-03-18 | 255:00 | 1.54 | 1.9 | 2.99 | 1.03 | 3.08 | 2.108 | 0.51667
2014-03-18 15:00 | 2009-03-18 | 256:00 | 0.97 | 2.06 | 3.14 | 1.19 | 2.42 | 1.956 | 0.47941
2014-03-18 16:00 | 2009-03-18 | 257:00 | 0.61 | 1.22 | 2.54 | 1.09 | 1.46 | 1.384 | 0.33922
2014-03-18 17:00 | 2009-03-18 | 258:00 | 0.28 | 0.43 | 1.52 | 0.71 | 0.48 | 0.684 | 0.16765
2014-03-18 18:00 | 2009-03-18 | 259:00 | 0.09 | 0.04 | 0.5 | 0.1 | 0.07 | 0.16 | 0.039216
2014-03-18 19:00 | 2009-03-18 | 260:00 | 0 | 0 | 0.06 | 0 | 0 | 0.012 | 0.0029412
2014-03-18 20:00 | 2009-03-18 | 261:00 | 0 | 0 | 0 | 0 | 0 | 0 | 0
2014-03-18 21:00 | 2009-03-18 | 262:00 | 0 | 0 | 0 | 0 | 0 | 0 | 0
2014-03-18 22:00 | 2009-03-18 | 263:00 | 0 | 0 | 0 | 0 | 0 | 0 | 0
2014-03-18 23:00 | 2009-03-18 | 264:00 | 0 | 0 | 0 | 0 | 0 | 0 | 0
2014-03-19 | 2009-03-19 | 265:00 | 0 | 0 | 0 | 0 | 0 | 0 | 0
2014-03-19 01:00 | 2009-03-19 | 266:00 | 0 | 0 | 0 | 0 | 0 | 0 | 0
2014-03-19 02:00 | 2009-03-19 | 267:00 | 0 | 0 | 0 | 0 | 0 | 0 | 0
2014-03-19 03:00 | 2009-03-19 | 268:00 | 0 | 0 | 0 | 0 | 0 | 0 | 0
2014-03-19 04:00 | 2009-03-19 | 269:00 | 0 | 0 | 0 | 0 | 0 | 0 | 0
2014-03-19 05:00 | 2009-03-19 | 270:00 | 0 | 0 | 0 | 0 | 0 | 0 | 0
2014-03-19 06:00 | 2009-03-19 | 271:00 | 0 | 0 | 0 | 0 | 0 | 0 | 0
2014-03-19 07:00 | 2009-03-19 | 272:00 | 0.1 | 0.01 | 0 | 0.1 | 0.03 | 0.048 | 0.011765
2014-03-19 08:00 | 2009-03-19 | 273:00 | 0.83 | 0.08 | 0.07 | 1.55 | 0.23 | 0.552 | 0.13529
2014-03-19 09:00 | 2009-03-19 | 274:00 | 1.24 | 0.14 | 1.68 | 2.67 | 0.64 | 1.274 | 0.31225
2014-03-19 10:00 | 2009-03-19 | 275:00 | 0.97 | 0.21 | 2.71 | 3.26 | 1.25 | 1.68 | 0.41176
2014-03-19 11:00 | 2009-03-19 | 276:00 | 1.08 | 0.21 | 3.37 | 2.8 | 1.64 | 1.82 | 0.44608
2014-03-19 12:00 | 2009-03-19 | 277:00 | 1.08 | 0.41 | 3.66 | 2.93 | 2.29 | 2.074 | 0.50833
2014-03-19 13:00 | 2009-03-19 | 278:00 | 1.86 | 0.92 | 3.45 | 3.53 | 3.25 | 2.602 | 0.63775
2014-03-19 14:00 | 2009-03-19 | 279:00 | 3.21 | 2.23 | 3.57 | 3.14 | 3.13 | 3.056 | 0.74902
2014-03-19 15:00 | 2009-03-19 | 280:00 | 2.47 | 1.88 | 3.06 | 1.14 | 2.36 | 2.182 | 0.5348
2014-03-19 16:00 | 2009-03-19 | 281:00 | 1.33 | 0.78 | 2.2 | 0.63 | 1.46 | 1.28 | 0.31373
2014-03-19 17:00 | 2009-03-19 | 282:00 | 0.43 | 0.43 | 1.18 | 0.31 | 0.46 | 0.562 | 0.13775
2014-03-19 18:00 | 2009-03-19 | 283:00 | 0.07 | 0.06 | 0.45 | 0.07 | 0.08 | 0.146 | 0.035784
2014-03-19 19:00 | 2009-03-19 | 284:00 | 0 | 0 | 0.11 | 0 | 0 | 0.022 | 0.0053922
2014-03-19 20:00 | 2009-03-19 | 285:00 | 0 | 0 | 0 | 0 | 0 | 0 | 0
2014-03-19 21:00 | 2009-03-19 | 286:00 | 0 | 0 | 0 | 0 | 0 | 0 | 0
2014-03-19 22:00 | 2009-03-19 | 287:00 | 0 | 0 | 0 | 0 | 0 | 0 | 0
2014-03-19 23:00 | 2009-03-19 | 288:00 | 0 | 0 | 0 | 0 | 0 | 0 | 0
2014-03-20 | 2009-03-20 | 289:00 | 0 | 0 | 0 | 0 | 0 | 0 | 0
2014-03-20 01:00 | 2009-03-20 | 290:00 | 0 | 0 | 0 | 0 | 0 | 0 | 0
2014-03-20 02:00 | 2009-03-20 | 291:00 | 0 | 0 | 0 | 0 | 0 | 0 | 0
2014-03-20 03:00 | 2009-03-20 | 292:00 | 0 | 0 | 0 | 0 | 0 | 0 | 0
2014-03-20 04:00 | 2009-03-20 | 293:00 | 0 | 0 | 0 | 0 | 0 | 0 | 0
2014-03-20 05:00 | 2009-03-20 | 294:00 | 0 | 0 | 0 | 0 | 0 | 0 | 0
2014-03-20 06:00 | 2009-03-20 | 295:00 | 0 | 0 | 0 | 0 | 0 | 0 | 0
2014-03-20 07:00 | 2009-03-20 | 296:00 | 0.02 | 0.03 | 0 | 0.01 | 0.14 | 0.04 | 0.0098039
2014-03-20 08:00 | 2009-03-20 | 297:00 | 0.12 | 0.13 | 0.12 | 0.12 | 1.64 | 0.426 | 0.10441
2014-03-20 09:00 | 2009-03-20 | 298:00 | 0.72 | 0.71 | 1.66 | 0.5 | 2.73 | 1.264 | 0.3098
2014-03-20 10:00 | 2009-03-20 | 299:00 | 0.7 | 0.56 | 2.72 | 0.62 | 3.4 | 1.6 | 0.39216
2014-03-20 11:00 | 2009-03-20 | 300:00 | 0.49 | 1.67 | 3.37 | 1.29 | 3.62 | 2.088 | 0.51176
2014-03-20 12:00 | 2009-03-20 | 301:00 | 1.57 | 1.68 | 3.66 | 3.41 | 3.65 | 2.794 | 0.6848
2014-03-20 13:00 | 2009-03-20 | 302:00 | 2.54 | 1.41 | 3.66 | 3.63 | 3.59 | 2.966 | 0.72696
2014-03-20 14:00 | 2009-03-20 | 303:00 | 1.1 | 1.99 | 3.64 | 2.5 | 3.3 | 2.506 | 0.61422
2014-03-20 15:00 | 2009-03-20 | 304:00 | 1.26 | 1.05 | 3.24 | 2.34 | 2.55 | 2.088 | 0.51176
2014-03-20 16:00 | 2009-03-20 | 305:00 | 0.61 | 0.64 | 2.5 | 1.2 | 1.54 | 1.298 | 0.31814
2014-03-20 17:00 | 2009-03-20 | 306:00 | 0.31 | 0.5 | 1.52 | 0.41 | 0.5 | 0.648 | 0.15882
2014-03-20 18:00 | 2009-03-20 | 307:00 | 0.11 | 0.05 | 0.5 | 0.08 | 0.07 | 0.162 | 0.039706
2014-03-20 19:00 | 2009-03-20 | 308:00 | 0 | 0 | 0.07 | 0 | 0 | 0.014 | 0.0034314
2014-03-20 20:00 | 2009-03-20 | 309:00 | 0 | 0 | 0 | 0 | 0 | 0 | 0
2014-03-20 21:00 | 2009-03-20 | 310:00 | 0 | 0 | 0 | 0 | 0 | 0 | 0
2014-03-20 22:00 | 2009-03-20 | 311:00 | 0 | 0 | 0 | 0 | 0 | 0 | 0
2014-03-20 23:00 | 2009-03-20 | 312:00 | 0 | 0 | 0 | 0 | 0 | 0 | 0
2014-03-21 | 2009-03-21 | 313:00 | 0 | 0 | 0 | 0 | 0 | 0 | 0
2014-03-21 01:00 | 2009-03-21 | 314:00 | 0 | 0 | 0 | 0 | 0 | 0 | 0
2014-03-21 02:00 | 2009-03-21 | 315:00 | 0 | 0 | 0 | 0 | 0 | 0 | 0
2014-03-21 03:00 | 2009-03-21 | 316:00 | 0 | 0 | 0 | 0 | 0 | 0 | 0
2014-03-21 04:00 | 2009-03-21 | 317:00 | 0 | 0 | 0 | 0 | 0 | 0 | 0
2014-03-21 05:00 | 2009-03-21 | 318:00 | 0 | 0 | 0 | 0 | 0 | 0 | 0
2014-03-21 06:00 | 2009-03-21 | 319:00 | 0 | 0 | 0 | 0 | 0 | 0 | 0
2014-03-21 07:00 | 2009-03-21 | 320:00 | 0.03 | 0.19 | 0 | 0.18 | 0.2 | 0.12 | 0.029412
2014-03-21 08:00 | 2009-03-21 | 321:00 | 0.11 | 1.62 | 0.17 | 0.56 | 1.71 | 0.834 | 0.20441
2014-03-21 09:00 | 2009-03-21 | 322:00 | 0.36 | 2.71 | 1.52 | 2.28 | 2.8 | 1.934 | 0.47402
2014-03-21 10:00 | 2009-03-21 | 323:00 | 1.12 | 3.37 | 2.57 | 3.34 | 3.38 | 2.756 | 0.67549
2014-03-21 11:00 | 2009-03-21 | 324:00 | 0.73 | 3.66 | 3.31 | 3.64 | 3.54 | 2.976 | 0.72941
2014-03-21 12:00 | 2009-03-21 | 325:00 | 0.72 | 3.68 | 3.65 | 1.89 | 3.59 | 2.706 | 0.66324
2014-03-21 13:00 | 2009-03-21 | 326:00 | 2.46 | 3.58 | 3.64 | 1.04 | 3.63 | 2.87 | 0.70343
2014-03-21 14:00 | 2009-03-21 | 327:00 | 2.31 | 3.1 | 3.57 | 1.09 | 3.25 | 2.664 | 0.65294
2014-03-21 15:00 | 2009-03-21 | 328:00 | 1.54 | 2.48 | 3.04 | 1 | 2.51 | 2.114 | 0.51814
2014-03-21 16:00 | 2009-03-21 | 329:00 | 1.41 | 1.46 | 2.22 | 0.74 | 1.52 | 1.47 | 0.36029
2014-03-21 17:00 | 2009-03-21 | 330:00 | 0.48 | 0.47 | 1.44 | 0.34 | 0.5 | 0.646 | 0.15833
2014-03-21 18:00 | 2009-03-21 | 331:00 | 0.09 | 0.06 | 0.49 | 0.08 | 0.07 | 0.158 | 0.038725
2014-03-21 19:00 | 2009-03-21 | 332:00 | 0 | 0 | 0.08 | 0 | 0 | 0.016 | 0.0039216
2014-03-21 20:00 | 2009-03-21 | 333:00 | 0 | 0 | 0 | 0 | 0 | 0 | 0
2014-03-21 21:00 | 2009-03-21 | 334:00 | 0 | 0 | 0 | 0 | 0 | 0 | 0
2014-03-21 22:00 | 2009-03-21 | 335:00 | 0 | 0 | 0 | 0 | 0 | 0 | 0
2014-03-21 23:00 | 2009-03-21 | 336:00 | 0 | 0 | 0 | 0 | 0 | 0 | 0
2014-03-22 | 2009-03-22 | 337:00 | 0 | 0 | 0 | 0 | 0 | 0 | 0
2014-03-22 01:00 | 2009-03-22 | 338:00 | 0 | 0 | 0 | 0 | 0 | 0 | 0
2014-03-22 02:00 | 2009-03-22 | 339:00 | 0 | 0 | 0 | 0 | 0 | 0 | 0
2014-03-22 03:00 | 2009-03-22 | 340:00 | 0 | 0 | 0 | 0 | 0 | 0 | 0
2014-03-22 04:00 | 2009-03-22 | 341:00 | 0 | 0 | 0 | 0 | 0 | 0 | 0
2014-03-22 05:00 | 2009-03-22 | 342:00 | 0 | 0 | 0 | 0 | 0 | 0 | 0
2014-03-22 06:00 | 2009-03-22 | 343:00 | 0 | 0 | 0 | 0 | 0 | 0 | 0
2014-03-22 07:00 | 2009-03-22 | 344:00 | 0.25 | 0.13 | 0 | 0.06 | 0.23 | 0.134 | 0.032843
2014-03-22 08:00 | 2009-03-22 | 345:00 | 1.85 | 0.56 | 0.2 | 0.38 | 0.23 | 0.644 | 0.15784
2014-03-22 09:00 | 2009-03-22 | 346:00 | 2.93 | 1.11 | 1.56 | 1.63 | 0.79 | 1.604 | 0.39314
2014-03-22 10:00 | 2009-03-22 | 347:00 | 3.49 | 2.38 | 2.66 | 3.19 | 2.04 | 2.752 | 0.67451
2014-03-22 11:00 | 2009-03-22 | 348:00 | 3.49 | 2.54 | 3.35 | 3.61 | 2.9 | 3.178 | 0.77892
2014-03-22 12:00 | 2009-03-22 | 349:00 | 3.6 | 2.66 | 3.62 | 3.61 | 3.17 | 3.332 | 0.81667
2014-03-22 13:00 | 2009-03-22 | 350:00 | 3.55 | 2.9 | 3.55 | 3.59 | 2.71 | 3.26 | 0.79902
2014-03-22 14:00 | 2009-03-22 | 351:00 | 3.36 | 2.69 | 1.72 | 3.21 | 2.55 | 2.706 | 0.66324
2014-03-22 15:00 | 2009-03-22 | 352:00 | 2.56 | 2.2 | 0.21 | 2.56 | 2.02 | 1.91 | 0.46814
2014-03-22 16:00 | 2009-03-22 | 353:00 | 1.55 | 1.2 | 1.63 | 1.59 | 1.32 | 1.458 | 0.35735
2014-03-22 17:00 | 2009-03-22 | 354:00 | 0.5 | 0.48 | 1.49 | 0.57 | 0.41 | 0.69 | 0.16912
2014-03-22 18:00 | 2009-03-22 | 355:00 | 0.08 | 0.08 | 0.5 | 0.16 | 0.08 | 0.18 | 0.044118
2014-03-22 19:00 | 2009-03-22 | 356:00 | 0 | 0 | 0.05 | 0.01 | 0 | 0.012 | 0.0029412
2014-03-22 20:00 | 2009-03-22 | 357:00 | 0 | 0 | 0 | 0 | 0 | 0 | 0
2014-03-22 21:00 | 2009-03-22 | 358:00 | 0 | 0 | 0 | 0 | 0 | 0 | 0
2014-03-22 22:00 | 2009-03-22 | 359:00 | 0 | 0 | 0 | 0 | 0 | 0 | 0
2014-03-22 23:00 | 2009-03-22 | 360:00 | 0 | 0 | 0 | 0 | 0 | 0 | 0
2014-03-23 | 2009-03-23 | 361:00 | 0 | 0 | 0 | 0 | 0 | 0 | 0
2014-03-23 01:00 | 2009-03-23 | 362:00 | 0 | 0 | 0 | 0 | 0 | 0 | 0
2014-03-23 02:00 | 2009-03-23 | 363:00 | 0 | 0 | 0 | 0 | 0 | 0 | 0
2014-03-23 03:00 | 2009-03-23 | 364:00 | 0 | 0 | 0 | 0 | 0 | 0 | 0
2014-03-23 04:00 | 2009-03-23 | 365:00 | 0 | 0 | 0 | 0 | 0 | 0 | 0
2014-03-23 05:00 | 2009-03-23 | 366:00 | 0 | 0 | 0 | 0 | 0 | 0 | 0
2014-03-23 06:00 | 2009-03-23 | 367:00 | 0 | 0 | 0 | 0 | 0 | 0 | 0
2014-03-23 07:00 | 2009-03-23 | 368:00 | 0.09 | 0 | 0 | 0.29 | 0.04 | 0.084 | 0.020588
2014-03-23 08:00 | 2009-03-23 | 369:00 | 0.46 | 0.01 | 0.18 | 1.8 | 0.3 | 0.55 | 0.1348
2014-03-23 09:00 | 2009-03-23 | 370:00 | 0.92 | 0.03 | 1.03 | 2.82 | 1.76 | 1.312 | 0.32157
2014-03-23 10:00 | 2009-03-23 | 371:00 | 1.57 | 0.02 | 1.76 | 3.45 | 2.58 | 1.876 | 0.4598
2014-03-23 11:00 | 2009-03-23 | 372:00 | 3.27 | 0.02 | 2.19 | 3.59 | 2.62 | 2.338 | 0.57304
2014-03-23 12:00 | 2009-03-23 | 373:00 | 2.45 | 0.04 | 2.64 | 3.62 | 1.68 | 2.086 | 0.51127
2014-03-23 13:00 | 2009-03-23 | 374:00 | 1.21 | 0.49 | 2.86 | 3.66 | 1.32 | 1.908 | 0.46765
2014-03-23 14:00 | 2009-03-23 | 375:00 | 1.16 | 0.37 | 2.69 | 3.3 | 0.8 | 1.664 | 0.40784
2014-03-23 15:00 | 2009-03-23 | 376:00 | 0.76 | 0.27 | 2 | 2.55 | 0.35 | 1.186 | 0.29069
2014-03-23 16:00 | 2009-03-23 | 377:00 | 0.43 | 0.13 | 0.34 | 1.57 | 0.33 | 0.56 | 0.13725
2014-03-23 17:00 | 2009-03-23 | 378:00 | 0.24 | 0.04 | 1.24 | 0.53 | 0.22 | 0.454 | 0.11127
2014-03-23 18:00 | 2009-03-23 | 379:00 | 0.1 | 0.01 | 0.52 | 0.08 | 0.08 | 0.158 | 0.038725
2014-03-23 19:00 | 2009-03-23 | 380:00 | 0 | 0 | 0.11 | 0 | 0 | 0.022 | 0.0053922
2014-03-23 20:00 | 2009-03-23 | 381:00 | 0 | 0 | 0 | 0 | 0 | 0 | 0
2014-03-23 21:00 | 2009-03-23 | 382:00 | 0 | 0 | 0 | 0 | 0 | 0 | 0
2014-03-23 22:00 | 2009-03-23 | 383:00 | 0 | 0 | 0 | 0 | 0 | 0 | 0
2014-03-23 23:00 | 2009-03-23 | 384:00 | 0 | 0 | 0 | 0 | 0 | 0 | 0
2014-03-24 | 2009-03-24 | 385:00 | 0 | 0 | 0 | 0 | 0 | 0 | 0
2014-03-24 01:00 | 2009-03-24 | 386:00 | 0 | 0 | 0 | 0 | 0 | 0 | 0
2014-03-24 02:00 | 2009-03-24 | 387:00 | 0 | 0 | 0 | 0 | 0 | 0 | 0
2014-03-24 03:00 | 2009-03-24 | 388:00 | 0 | 0 | 0 | 0 | 0 | 0 | 0
2014-03-24 04:00 | 2009-03-24 | 389:00 | 0 | 0 | 0 | 0 | 0 | 0 | 0
2014-03-24 05:00 | 2009-03-24 | 390:00 | 0 | 0 | 0 | 0 | 0 | 0 | 0
2014-03-24 06:00 | 2009-03-24 | 391:00 | 0 | 0 | 0 | 0 | 0 | 0 | 0
2014-03-24 07:00 | 2009-03-24 | 392:00 | 0.21 | 0.03 | 0 | 0.04 | 0.05 | 0.066 | 0.016176
2014-03-24 08:00 | 2009-03-24 | 393:00 | 0.86 | 0.22 | 0.08 | 0.21 | 0.21 | 0.316 | 0.077451
2014-03-24 09:00 | 2009-03-24 | 394:00 | 1.25 | 0.95 | 0.39 | 0.56 | 1.23 | 0.876 | 0.21471
2014-03-24 10:00 | 2009-03-24 | 395:00 | 2.53 | 2.16 | 1.08 | 0.93 | 1.85 | 1.71 | 0.41912
2014-03-24 11:00 | 2009-03-24 | 396:00 | 3 | 1.62 | 2.09 | 1.21 | 2.08 | 2 | 0.4902
2014-03-24 12:00 | 2009-03-24 | 397:00 | 2.89 | 2.4 | 2.69 | 1.45 | 2.79 | 2.444 | 0.59902
2014-03-24 13:00 | 2009-03-24 | 398:00 | 1.82 | 1.48 | 2.84 | 1.21 | 3.46 | 2.162 | 0.5299
2014-03-24 14:00 | 2009-03-24 | 399:00 | 1.71 | 0.91 | 3.25 | 1.14 | 2.27 | 1.856 | 0.4549
2014-03-24 15:00 | 2009-03-24 | 400:00 | 1.8 | 1.26 | 3.24 | 0.84 | 1.19 | 1.666 | 0.40833
2014-03-24 16:00 | 2009-03-24 | 401:00 | 1.17 | 0.48 | 2.08 | 0.62 | 0.54 | 0.978 | 0.23971
2014-03-24 17:00 | 2009-03-24 | 402:00 | 0.23 | 0.23 | 1.39 | 0.32 | 0.3 | 0.494 | 0.12108
2014-03-24 18:00 | 2009-03-24 | 403:00 | 0.08 | 0.07 | 0.49 | 0.08 | 0.1 | 0.164 | 0.040196
2014-03-24 19:00 | 2009-03-24 | 404:00 | 0 | 0 | 0.12 | 0 | 0 | 0.024 | 0.0058824
2014-03-24 20:00 | 2009-03-24 | 405:00 | 0 | 0 | 0 | 0 | 0 | 0 | 0
2014-03-24 21:00 | 2009-03-24 | 406:00 | 0 | 0 | 0 | 0 | 0 | 0 | 0
2014-03-24 22:00 | 2009-03-24 | 407:00 | 0 | 0 | 0 | 0 | 0 | 0 | 0
2014-03-24 23:00 | 2009-03-24 | 408:00 | 0 | 0 | 0 | 0 | 0 | 0 | 0
2014-03-25 | 2009-03-25 | 409:00 | 0 | 0 | 0 | 0 | 0 | 0 | 0
2014-03-25 01:00 | 2009-03-25 | 410:00 | 0 | 0 | 0 | 0 | 0 | 0 | 0
2014-03-25 02:00 | 2009-03-25 | 411:00 | 0 | 0 | 0 | 0 | 0 | 0 | 0
2014-03-25 03:00 | 2009-03-25 | 412:00 | 0 | 0 | 0 | 0 | 0 | 0 | 0
2014-03-25 04:00 | 2009-03-25 | 413:00 | 0 | 0 | 0 | 0 | 0 | 0 | 0
2014-03-25 05:00 | 2009-03-25 | 414:00 | 0 | 0 | 0 | 0 | 0 | 0 | 0
2014-03-25 06:00 | 2009-03-25 | 415:00 | 0.01 | 0 | 0 | 0 | 0 | 0.002 | 0.0004902
2014-03-25 07:00 | 2009-03-25 | 416:00 | 0.2 | 0.04 | 0 | 0.06 | 0.05 | 0.07 | 0.017157
2014-03-25 08:00 | 2009-03-25 | 417:00 | 1.43 | 0.4 | 0.12 | 0.51 | 1.43 | 0.778 | 0.19069
2014-03-25 09:00 | 2009-03-25 | 418:00 | 2.09 | 1.34 | 0.8 | 1.41 | 1 | 1.328 | 0.32549
2014-03-25 10:00 | 2009-03-25 | 419:00 | 2.12 | 2.75 | 1.67 | 1.32 | 1.4 | 1.852 | 0.45392
2014-03-25 11:00 | 2009-03-25 | 420:00 | 1.47 | 2.23 | 2.45 | 1.64 | 3.1 | 2.178 | 0.53382
2014-03-25 12:00 | 2009-03-25 | 421:00 | 1.96 | 3.27 | 2.36 | 1.83 | 2.58 | 2.4 | 0.58824
2014-03-25 13:00 | 2009-03-25 | 422:00 | 3.09 | 3.36 | 2.53 | 2.64 | 1.49 | 2.622 | 0.64265
2014-03-25 14:00 | 2009-03-25 | 423:00 | 2.57 | 3.12 | 2.29 | 2.17 | 2.34 | 2.498 | 0.61225
2014-03-25 15:00 | 2009-03-25 | 424:00 | 2.27 | 1.48 | 1.79 | 2.27 | 2.5 | 2.062 | 0.50539
2014-03-25 16:00 | 2009-03-25 | 425:00 | 1.48 | 1.43 | 1.57 | 1.22 | 1.52 | 1.444 | 0.35392
2014-03-25 17:00 | 2009-03-25 | 426:00 | 0.48 | 0.49 | 0.71 | 0.53 | 0.56 | 0.554 | 0.13578
2014-03-25 18:00 | 2009-03-25 | 427:00 | 0.11 | 0.08 | 0.31 | 0.12 | 0.16 | 0.156 | 0.038235
2014-03-25 19:00 | 2009-03-25 | 428:00 | 0 | 0 | 0.05 | 0.01 | 0.02 | 0.016 | 0.0039216
2014-03-25 20:00 | 2009-03-25 | 429:00 | 0 | 0 | 0 | 0 | 0 | 0 | 0
2014-03-25 21:00 | 2009-03-25 | 430:00 | 0 | 0 | 0 | 0 | 0 | 0 | 0
2014-03-25 22:00 | 2009-03-25 | 431:00 | 0 | 0 | 0 | 0 | 0 | 0 | 0
2014-03-25 23:00 | 2009-03-25 | 432:00 | 0 | 0 | 0 | 0 | 0 | 0 | 0
2014-03-26 | 2009-03-26 | 433:00 | 0 | 0 | 0 | 0 | 0 | 0 | 0
2014-03-26 01:00 | 2009-03-26 | 434:00 | 0 | 0 | 0 | 0 | 0 | 0 | 0
2014-03-26 02:00 | 2009-03-26 | 435:00 | 0 | 0 | 0 | 0 | 0 | 0 | 0
2014-03-26 03:00 | 2009-03-26 | 436:00 | 0 | 0 | 0 | 0 | 0 | 0 | 0
2014-03-26 04:00 | 2009-03-26 | 437:00 | 0 | 0 | 0 | 0 | 0 | 0 | 0
2014-03-26 05:00 | 2009-03-26 | 438:00 | 0 | 0 | 0 | 0 | 0 | 0 | 0
2014-03-26 06:00 | 2009-03-26 | 439:00 | 0 | 0 | 0 | 0 | 0 | 0 | 0
2014-03-26 07:00 | 2009-03-26 | 440:00 | 0.3 | 0.11 | 0 | 0.17 | 0.39 | 0.194 | 0.047549
2014-03-26 08:00 | 2009-03-26 | 441:00 | 1.49 | 0.41 | 0.11 | 0.49 | 0.96 | 0.692 | 0.16961
2014-03-26 09:00 | 2009-03-26 | 442:00 | 2.92 | 1.27 | 0.4 | 1.71 | 0.27 | 1.314 | 0.32206
2014-03-26 10:00 | 2009-03-26 | 443:00 | 2.26 | 1.75 | 0.88 | 3.25 | 0.73 | 1.774 | 0.4348
2014-03-26 11:00 | 2009-03-26 | 444:00 | 3.21 | 2.19 | 0.91 | 3.22 | 2.47 | 2.4 | 0.58824
2014-03-26 12:00 | 2009-03-26 | 445:00 | 2.33 | 2.96 | 0.88 | 3.21 | 3.53 | 2.582 | 0.63284
2014-03-26 13:00 | 2009-03-26 | 446:00 | 3.51 | 3.57 | 1.92 | 3.41 | 3.52 | 3.186 | 0.78088
2014-03-26 14:00 | 2009-03-26 | 447:00 | 1.76 | 3.08 | 1.27 | 3.24 | 2.14 | 2.298 | 0.56324
2014-03-26 15:00 | 2009-03-26 | 448:00 | 1.17 | 1.49 | 0.88 | 1.58 | 1.65 | 1.354 | 0.33186
2014-03-26 16:00 | 2009-03-26 | 449:00 | 1.82 | 1.04 | 0.9 | 1.58 | 1 | 1.268 | 0.31078
2014-03-26 17:00 | 2009-03-26 | 450:00 | 0.57 | 0.44 | 0.57 | 0.56 | 0.34 | 0.496 | 0.12157
2014-03-26 18:00 | 2009-03-26 | 451:00 | 0.13 | 0.1 | 0.28 | 0.1 | 0.07 | 0.136 | 0.033333
2014-03-26 19:00 | 2009-03-26 | 452:00 | 0.01 | 0 | 0.08 | 0.01 | 0 | 0.02 | 0.004902
2014-03-26 20:00 | 2009-03-26 | 453:00 | 0 | 0 | 0.01 | 0 | 0 | 0.002 | 0.0004902
2014-03-26 21:00 | 2009-03-26 | 454:00 | 0 | 0 | 0 | 0 | 0 | 0 | 0
2014-03-26 22:00 | 2009-03-26 | 455:00 | 0 | 0 | 0 | 0 | 0 | 0 | 0
2014-03-26 23:00 | 2009-03-26 | 456:00 | 0 | 0 | 0 | 0 | 0 | 0 | 0
2014-03-27 | 2009-03-27 | 457:00 | 0 | 0 | 0 | 0 | 0 | 0 | 0
2014-03-27 01:00 | 2009-03-27 | 458:00 | 0 | 0 | 0 | 0 | 0 | 0 | 0
2014-03-27 02:00 | 2009-03-27 | 459:00 | 0 | 0 | 0 | 0 | 0 | 0 | 0
2014-03-27 03:00 | 2009-03-27 | 460:00 | 0 | 0 | 0 | 0 | 0 | 0 | 0
2014-03-27 04:00 | 2009-03-27 | 461:00 | 0 | 0 | 0 | 0 | 0 | 0 | 0
2014-03-27 05:00 | 2009-03-27 | 462:00 | 0 | 0 | 0 | 0 | 0 | 0 | 0
2014-03-27 06:00 | 2009-03-27 | 463:00 | 0.01 | 0 | 0 | 0 | 0 | 0.002 | 0.0004902
2014-03-27 07:00 | 2009-03-27 | 464:00 | 0.42 | 0.31 | 0 | 0.51 | 0.45 | 0.338 | 0.082843
2014-03-27 08:00 | 2009-03-27 | 465:00 | 1.19 | 1.8 | 0.37 | 1.89 | 1.69 | 1.388 | 0.3402
2014-03-27 09:00 | 2009-03-27 | 466:00 | 1.79 | 2.76 | 1.68 | 2.78 | 2.63 | 2.328 | 0.57059
2014-03-27 10:00 | 2009-03-27 | 467:00 | 2.64 | 3.39 | 2.53 | 3.39 | 3.27 | 3.044 | 0.74608
2014-03-27 11:00 | 2009-03-27 | 468:00 | 1.44 | 2.99 | 3.06 | 3.55 | 3.54 | 2.916 | 0.71471
2014-03-27 12:00 | 2009-03-27 | 469:00 | 0.92 | 3.36 | 3.45 | 3.58 | 3.41 | 2.944 | 0.72157
2014-03-27 13:00 | 2009-03-27 | 470:00 | 0.93 | 2.95 | 3.55 | 3.49 | 3.58 | 2.9 | 0.71078
2014-03-27 14:00 | 2009-03-27 | 471:00 | 1.12 | 1.62 | 3.47 | 2.85 | 2.85 | 2.382 | 0.58382
2014-03-27 15:00 | 2009-03-27 | 472:00 | 0.81 | 0.65 | 3.07 | 1.84 | 2.34 | 1.742 | 0.42696
2014-03-27 16:00 | 2009-03-27 | 473:00 | 0.69 | 0.37 | 2.38 | 0.77 | 1.42 | 1.126 | 0.27598
2014-03-27 17:00 | 2009-03-27 | 474:00 | 0.41 | 0.16 | 1.45 | 0.48 | 0.55 | 0.61 | 0.14951
2014-03-27 18:00 | 2009-03-27 | 475:00 | 0.13 | 0.03 | 0.51 | 0.15 | 0.13 | 0.19 | 0.046569
2014-03-27 19:00 | 2009-03-27 | 476:00 | 0 | 0 | 0.08 | 0.01 | 0.01 | 0.02 | 0.004902
2014-03-27 20:00 | 2009-03-27 | 477:00 | 0 | 0 | 0 | 0 | 0 | 0 | 0
2014-03-27 21:00 | 2009-03-27 | 478:00 | 0 | 0 | 0 | 0 | 0 | 0 | 0
2014-03-27 22:00 | 2009-03-27 | 479:00 | 0 | 0 | 0 | 0 | 0 | 0 | 0
2014-03-27 23:00 | 2009-03-27 | 480:00 | 0 | 0 | 0 | 0 | 0 | 0 | 0
2014-03-28 | 2009-03-28 | 481:00 | 0 | 0 | 0 | 0 | 0 | 0 | 0
2014-03-28 01:00 | 2009-03-28 | 482:00 | 0 | 0 | 0 | 0 | 0 | 0 | 0
2014-03-28 02:00 | 2009-03-28 | 483:00 | 0 | 0 | 0 | 0 | 0 | 0 | 0
2014-03-28 03:00 | 2009-03-28 | 484:00 | 0 | 0 | 0 | 0 | 0 | 0 | 0
2014-03-28 04:00 | 2009-03-28 | 485:00 | 0 | 0 | 0 | 0 | 0 | 0 | 0
2014-03-28 05:00 | 2009-03-28 | 486:00 | 0 | 0 | 0 | 0 | 0 | 0 | 0
2014-03-28 06:00 | 2009-03-28 | 487:00 | 0 | 0 | 0 | 0 | 0.01 | 0.002 | 0.0004902
2014-03-28 07:00 | 2009-03-28 | 488:00 | 0.28 | 0.04 | 0 | 0.55 | 0.34 | 0.242 | 0.059314
2014-03-28 08:00 | 2009-03-28 | 489:00 | 1.5 | 0.33 | 0.49 | 1.64 | 0.79 | 0.95 | 0.23284
2014-03-28 09:00 | 2009-03-28 | 490:00 | 2.87 | 0.27 | 1.79 | 2.88 | 1.22 | 1.806 | 0.44265
2014-03-28 10:00 | 2009-03-28 | 491:00 | 3.43 | 1.03 | 2.7 | 3.43 | 2.16 | 2.55 | 0.625
2014-03-28 11:00 | 2009-03-28 | 492:00 | 2.96 | 0.89 | 3.33 | 3.5 | 2.99 | 2.734 | 0.6701
2014-03-28 12:00 | 2009-03-28 | 493:00 | 2.11 | 0.83 | 3.43 | 3.5 | 3.46 | 2.666 | 0.65343
2014-03-28 13:00 | 2009-03-28 | 494:00 | 1.86 | 1.06 | 3.56 | 3.6 | 3.53 | 2.722 | 0.66716
2014-03-28 14:00 | 2009-03-28 | 495:00 | 3.09 | 1.57 | 2.9 | 3.2 | 3.12 | 2.776 | 0.68039
2014-03-28 15:00 | 2009-03-28 | 496:00 | 2.81 | 1.92 | 1.11 | 1.97 | 2.39 | 2.04 | 0.5
2014-03-28 16:00 | 2009-03-28 | 497:00 | 2.02 | 1.37 | 0.75 | 0.83 | 1.46 | 1.286 | 0.3152
2014-03-28 17:00 | 2009-03-28 | 498:00 | 0.78 | 0.25 | 1.32 | 0.32 | 0.51 | 0.636 | 0.15588
2014-03-28 18:00 | 2009-03-28 | 499:00 | 0.12 | 0.12 | 0.52 | 0.16 | 0.11 | 0.206 | 0.05049
2014-03-28 19:00 | 2009-03-28 | 500:00 | 0.01 | 0.01 | 0.08 | 0.01 | 0.01 | 0.024 | 0.0058824
2014-03-28 20:00 | 2009-03-28 | 501:00 | 0 | 0 | 0.01 | 0 | 0 | 0.002 | 0.0004902
2014-03-28 21:00 | 2009-03-28 | 502:00 | 0 | 0 | 0 | 0 | 0 | 0 | 0
2014-03-28 22:00 | 2009-03-28 | 503:00 | 0 | 0 | 0 | 0 | 0 | 0 | 0
2014-03-28 23:00 | 2009-03-28 | 504:00 | 0 | 0 | 0 | 0 | 0 | 0 | 0
2014-03-29 | 2009-03-29 | 505:00 | 0 | 0 | 0 | 0 | 0 | 0 | 0
2014-03-29 01:00 | 2009-03-29 | 506:00 | 0 | 0 | 0 | 0 | 0 | 0 | 0
2014-03-29 02:00 | 2009-03-29 | 507:00 | 0 | 0 | 0 | 0 | 0 | 0 | 0
2014-03-29 03:00 | 2009-03-29 | 508:00 | 0 | 0 | 0 | 0 | 0 | 0 | 0
2014-03-29 04:00 | 2009-03-29 | 509:00 | 0 | 0 | 0 | 0 | 0 | 0 | 0
2014-03-29 05:00 | 2009-03-29 | 510:00 | 0 | 0 | 0 | 0 | 0 | 0 | 0
2014-03-29 06:00 | 2009-03-29 | 511:00 | 0 | 0.01 | 0 | 0 | 0.01 | 0.004 | 0.00098039
2014-03-29 07:00 | 2009-03-29 | 512:00 | 0.1 | 0.2 | 0 | 0.08 | 0.55 | 0.186 | 0.045588
2014-03-29 08:00 | 2009-03-29 | 513:00 | 0.25 | 0.48 | 0.51 | 0.38 | 1.73 | 0.67 | 0.16422
2014-03-29 09:00 | 2009-03-29 | 514:00 | 0.34 | 0.6 | 1.91 | 1.13 | 2.7 | 1.336 | 0.32745
2014-03-29 10:00 | 2009-03-29 | 515:00 | 0.42 | 0.57 | 1.75 | 2.91 | 3.27 | 1.784 | 0.43725
2014-03-29 11:00 | 2009-03-29 | 516:00 | 0.41 | 0.78 | 2.07 | 3.1 | 3.37 | 1.946 | 0.47696
2014-03-29 12:00 | 2009-03-29 | 517:00 | 0.42 | 0.99 | 3.35 | 3.12 | 3.17 | 2.21 | 0.54167
2014-03-29 13:00 | 2009-03-29 | 518:00 | 0.38 | 1.26 | 2.35 | 2.68 | 3.17 | 1.968 | 0.48235
2014-03-29 14:00 | 2009-03-29 | 519:00 | 0.36 | 1.98 | 1.95 | 2.4 | 2.77 | 1.892 | 0.46373
2014-03-29 15:00 | 2009-03-29 | 520:00 | 0.41 | 1.33 | 1.52 | 0.62 | 2 | 1.176 | 0.28824
2014-03-29 16:00 | 2009-03-29 | 521:00 | 0.42 | 0.75 | 1.13 | 0.52 | 1.51 | 0.866 | 0.21225
2014-03-29 17:00 | 2009-03-29 | 522:00 | 0.27 | 0.47 | 0.93 | 0.35 | 0.45 | 0.494 | 0.12108
2014-03-29 18:00 | 2009-03-29 | 523:00 | 0.09 | 0.23 | 0.44 | 0.13 | 0.05 | 0.188 | 0.046078
2014-03-29 19:00 | 2009-03-29 | 524:00 | 0 | 0.02 | 0.13 | 0 | 0 | 0.03 | 0.0073529
2014-03-29 20:00 | 2009-03-29 | 525:00 | 0 | 0 | 0.01 | 0 | 0 | 0.002 | 0.0004902
2014-03-29 21:00 | 2009-03-29 | 526:00 | 0 | 0 | 0 | 0 | 0 | 0 | 0
2014-03-29 22:00 | 2009-03-29 | 527:00 | 0 | 0 | 0 | 0 | 0 | 0 | 0
2014-03-29 23:00 | 2009-03-29 | 528:00 | 0 | 0 | 0 | 0 | 0 | 0 | 0
2014-03-30 | 2009-03-30 | 529:00 | 0 | 0 | 0 | 0 | 0 | 0 | 0
2014-03-30 01:00 | 2009-03-30 | 530:00 | 0 | 0 | 0 | 0 | 0 | 0 | 0
2014-03-30 02:00 | 2009-03-30 | 531:00 | 0 | 0 | 0 | 0 | 0 | 0 | 0
2014-03-30 03:00 | 2009-03-30 | 532:00 | 0 | 0 | 0 | 0 | 0 | 0 | 0
2014-03-30 04:00 | 2009-03-30 | 533:00 | 0 | 0 | 0 | 0 | 0 | 0 | 0
2014-03-30 05:00 | 2009-03-30 | 534:00 | 0 | 0 | 0 | 0 | 0 | 0 | 0
2014-03-30 06:00 | 2009-03-30 | 535:00 | 0 | 0.01 | 0 | 0 | 0 | 0.002 | 0.0004902
2014-03-30 07:00 | 2009-03-30 | 536:00 | 0.13 | 0.4 | 0 | 0.34 | 0.14 | 0.202 | 0.04951
2014-03-30 08:00 | 2009-03-30 | 537:00 | 0.52 | 1.79 | 0.2 | 1.61 | 0.66 | 0.956 | 0.23431
2014-03-30 09:00 | 2009-03-30 | 538:00 | 2.5 | 2.25 | 0.36 | 2.89 | 1.52 | 1.904 | 0.46667
2014-03-30 10:00 | 2009-03-30 | 539:00 | 2.68 | 2.98 | 0.7 | 3.41 | 2.77 | 2.508 | 0.61471
2014-03-30 11:00 | 2009-03-30 | 540:00 | 3.14 | 3 | 2.22 | 3.46 | 3.02 | 2.968 | 0.72745
2014-03-30 12:00 | 2009-03-30 | 541:00 | 3.57 | 3.12 | 2.99 | 3.19 | 2.2 | 3.014 | 0.73873
2014-03-30 13:00 | 2009-03-30 | 542:00 | 3.41 | 3.34 | 2.65 | 3.57 | 2.11 | 3.016 | 0.73922
2014-03-30 14:00 | 2009-03-30 | 543:00 | 2.93 | 2.87 | 1.97 | 3.35 | 1.92 | 2.608 | 0.63922
2014-03-30 15:00 | 2009-03-30 | 544:00 | 1.36 | 1.78 | 1.73 | 2.62 | 1.83 | 1.864 | 0.45686
2014-03-30 16:00 | 2009-03-30 | 545:00 | 1.39 | 1.24 | 1.53 | 1.64 | 1.36 | 1.432 | 0.35098
2014-03-30 17:00 | 2009-03-30 | 546:00 | 0.86 | 0.48 | 0.8 | 0.59 | 0.58 | 0.662 | 0.16225
2014-03-30 18:00 | 2009-03-30 | 547:00 | 0.22 | 0.16 | 0.57 | 0.12 | 0.13 | 0.24 | 0.058824
2014-03-30 19:00 | 2009-03-30 | 548:00 | 0.01 | 0.02 | 0.19 | 0.02 | 0.02 | 0.052 | 0.012745
2014-03-30 20:00 | 2009-03-30 | 549:00 | 0 | 0 | 0.01 | 0 | 0 | 0.002 | 0.0004902
2014-03-30 21:00 | 2009-03-30 | 550:00 | 0 | 0 | 0 | 0 | 0 | 0 | 0
2014-03-30 22:00 | 2009-03-30 | 551:00 | 0 | 0 | 0 | 0 | 0 | 0 | 0
2014-03-30 23:00 | 2009-03-30 | 552:00 | 0 | 0 | 0 | 0 | 0 | 0 | 0
2014-03-31 | 2009-03-31 | 553:00 | 0 | 0 | 0 | 0 | 0 | 0 | 0
2014-03-31 01:00 | 2009-03-31 | 554:00 | 0 | 0 | 0 | 0 | 0 | 0 | 0
2014-03-31 02:00 | 2009-03-31 | 555:00 | 0 | 0 | 0 | 0 | 0 | 0 | 0
2014-03-31 03:00 | 2009-03-31 | 556:00 | 0 | 0 | 0 | 0 | 0 | 0 | 0
2014-03-31 04:00 | 2009-03-31 | 557:00 | 0 | 0 | 0 | 0 | 0 | 0 | 0
2014-03-31 05:00 | 2009-03-31 | 558:00 | 0 | 0 | 0 | 0 | 0 | 0 | 0
2014-03-31 06:00 | 2009-03-31 | 559:00 | 0 | 0.01 | 0 | 0.01 | 0.02 | 0.008 | 0.0019608
2014-03-31 07:00 | 2009-03-31 | 560:00 | 0.37 | 0.46 | 0 | 0.69 | 0.64 | 0.432 | 0.10588
2014-03-31 08:00 | 2009-03-31 | 561:00 | 1.54 | 1.95 | 0.06 | 2.01 | 1.79 | 1.47 | 0.36029
2014-03-31 09:00 | 2009-03-31 | 562:00 | 2.56 | 2.85 | 0.2 | 2.79 | 2.59 | 2.198 | 0.53873
2014-03-31 10:00 | 2009-03-31 | 563:00 | 3.41 | 2.89 | 0.44 | 3.47 | 3.19 | 2.68 | 0.65686
2014-03-31 11:00 | 2009-03-31 | 564:00 | 3.64 | 3.44 | 0.84 | 3.53 | 3.15 | 2.92 | 0.71569
2014-03-31 12:00 | 2009-03-31 | 565:00 | 3.63 | 3.54 | 0.57 | 3.01 | 2.84 | 2.718 | 0.66618
2014-03-31 13:00 | 2009-03-31 | 566:00 | 3.65 | 2.22 | 0.55 | 2.94 | 2.47 | 2.366 | 0.5799
2014-03-31 14:00 | 2009-03-31 | 567:00 | 3.39 | 1.57 | 0.58 | 3.08 | 1.78 | 2.08 | 0.5098
2014-03-31 15:00 | 2009-03-31 | 568:00 | 2.63 | 1.6 | 0.76 | 2.34 | 1.13 | 1.692 | 0.41471
2014-03-31 16:00 | 2009-03-31 | 569:00 | 1.68 | 1.9 | 0.49 | 1.26 | 0.79 | 1.224 | 0.3
2014-03-31 17:00 | 2009-03-31 | 570:00 | 0.6 | 0.65 | 0.28 | 0.6 | 0.38 | 0.502 | 0.12304
2014-03-31 18:00 | 2009-03-31 | 571:00 | 0.13 | 0.13 | 0.21 | 0.19 | 0.12 | 0.156 | 0.038235
2014-03-31 19:00 | 2009-03-31 | 572:00 | 0.01 | 0.02 | 0.13 | 0.04 | 0.01 | 0.042 | 0.010294
2014-03-31 20:00 | 2009-03-31 | 573:00 | 0 | 0 | 0.01 | 0 | 0 | 0.002 | 0.0004902
2014-03-31 21:00 | 2009-03-31 | 574:00 | 0 | 0 | 0 | 0 | 0 | 0 | 0
2014-03-31 22:00 | 2009-03-31 | 575:00 | 0 | 0 | 0 | 0 | 0 | 0 | 0
2014-03-31 23:00 | 2009-03-31 | 576:00 | 0 | 0 | 0 | 0 | 0 | 0 | 0
2014-04-01 | 2009-04-01 | 577:00 | 0 | 0 | 0 | 0 | 0 | 0 | 0
2014-04-01 01:00 | 2009-04-01 | 578:00 | 0 | 0 | 0 | 0 | 0 | 0 | 0
2014-04-01 02:00 | 2009-04-01 | 579:00 | 0 | 0 | 0 | 0 | 0 | 0 | 0
2014-04-01 03:00 | 2009-04-01 | 580:00 | 0 | 0 | 0 | 0 | 0 | 0 | 0
2014-04-01 04:00 | 2009-04-01 | 581:00 | 0 | 0 | 0 | 0 | 0 | 0 | 0
2014-04-01 05:00 | 2009-04-01 | 582:00 | 0 | 0 | 0 | 0 | 0 | 0 | 0
2014-04-01 06:00 | 2009-04-01 | 583:00 | 0.01 | 0 | 0 | 0.01 | 0 | 0.004 | 0.00098039
2014-04-01 07:00 | 2009-04-01 | 584:00 | 0.27 | 0.15 | 0 | 0.17 | 0.02 | 0.122 | 0.029902
2014-04-01 08:00 | 2009-04-01 | 585:00 | 1.42 | 1.27 | 0.13 | 0.58 | 0.12 | 0.704 | 0.17255
2014-04-01 09:00 | 2009-04-01 | 586:00 | 2.92 | 2.73 | 0.64 | 1.23 | 0.23 | 1.55 | 0.3799
2014-04-01 10:00 | 2009-04-01 | 587:00 | 3.52 | 3.21 | 1.11 | 2.74 | 0.38 | 2.192 | 0.53725
2014-04-01 11:00 | 2009-04-01 | 588:00 | 3.64 | 2.97 | 2.67 | 1.77 | 0.82 | 2.374 | 0.58186
2014-04-01 12:00 | 2009-04-01 | 589:00 | 2.79 | 1.9 | 3.04 | 1.51 | 1.66 | 2.18 | 0.53431
2014-04-01 13:00 | 2009-04-01 | 590:00 | 2.16 | 1.07 | 2.24 | 1.52 | 2.47 | 1.892 | 0.46373
2014-04-01 14:00 | 2009-04-01 | 591:00 | 2.13 | 1.38 | 3.29 | 1.02 | 2.09 | 1.982 | 0.48578
2014-04-01 15:00 | 2009-04-01 | 592:00 | 1.52 | 1.76 | 2.94 | 1.05 | 0.73 | 1.6 | 0.39216
2014-04-01 16:00 | 2009-04-01 | 593:00 | 0.96 | 0.99 | 1.91 | 0.78 | 0.7 | 1.068 | 0.26176
2014-04-01 17:00 | 2009-04-01 | 594:00 | 0.63 | 0.52 | 1.71 | 0.45 | 0.41 | 0.744 | 0.18235
2014-04-01 18:00 | 2009-04-01 | 595:00 | 0.12 | 0.14 | 0.59 | 0.17 | 0.27 | 0.258 | 0.063235
2014-04-01 19:00 | 2009-04-01 | 596:00 | 0.01 | 0.01 | 0.09 | 0.02 | 0.04 | 0.034 | 0.0083333
2014-04-01 20:00 | 2009-04-01 | 597:00 | 0 | 0 | 0.02 | 0 | 0 | 0.004 | 0.00098039
2014-04-01 21:00 | 2009-04-01 | 598:00 | 0 | 0 | 0 | 0 | 0 | 0 | 0
2014-04-01 22:00 | 2009-04-01 | 599:00 | 0 | 0 | 0 | 0 | 0 | 0 | 0
2014-04-01 23:00 | 2009-04-01 | 600:00 | 0 | 0 | 0 | 0 | 0 | 0 | 0
2014-04-02 | 2009-04-02 | 601:00 | 0 | 0 | 0 | 0 | 0 | 0 | 0
2014-04-02 01:00 | 2009-04-02 | 602:00 | 0 | 0 | 0 | 0 | 0 | 0 | 0
2014-04-02 02:00 | 2009-04-02 | 603:00 | 0 | 0 | 0 | 0 | 0 | 0 | 0
2014-04-02 03:00 | 2009-04-02 | 604:00 | 0 | 0 | 0 | 0 | 0 | 0 | 0
2014-04-02 04:00 | 2009-04-02 | 605:00 | 0 | 0 | 0 | 0 | 0 | 0 | 0
2014-04-02 05:00 | 2009-04-02 | 606:00 | 0 | 0 | 0 | 0 | 0 | 0 | 0
2014-04-02 06:00 | 2009-04-02 | 607:00 | 0.01 | 0.04 | 0 | 0.02 | 0.01 | 0.016 | 0.0039216
2014-04-02 07:00 | 2009-04-02 | 608:00 | 0.19 | 0.87 | 0.01 | 0.62 | 0.18 | 0.374 | 0.091667
2014-04-02 08:00 | 2009-04-02 | 609:00 | 0.48 | 1.76 | 0.84 | 1.32 | 0.75 | 1.03 | 0.25245
2014-04-02 09:00 | 2009-04-02 | 610:00 | 0.51 | 2.84 | 2 | 1.68 | 1.88 | 1.782 | 0.43676
2014-04-02 10:00 | 2009-04-02 | 611:00 | 2.56 | 3.41 | 2.91 | 2.5 | 2.12 | 2.7 | 0.66176
2014-04-02 11:00 | 2009-04-02 | 612:00 | 2.56 | 3.53 | 3.5 | 3.57 | 1.72 | 2.976 | 0.72941
2014-04-02 12:00 | 2009-04-02 | 613:00 | 1.41 | 3.52 | 3.02 | 3.35 | 2.07 | 2.674 | 0.65539
2014-04-02 13:00 | 2009-04-02 | 614:00 | 1.97 | 2.89 | 2.62 | 0.99 | 2.56 | 2.206 | 0.54069
2014-04-02 14:00 | 2009-04-02 | 615:00 | 2.49 | 2 | 3.61 | 0.64 | 1.47 | 2.042 | 0.50049
2014-04-02 15:00 | 2009-04-02 | 616:00 | 2.58 | 1.58 | 3.22 | 0.61 | 1.5 | 1.898 | 0.4652
2014-04-02 16:00 | 2009-04-02 | 617:00 | 1.67 | 1.33 | 2.46 | 0.49 | 1.79 | 1.548 | 0.37941
2014-04-02 17:00 | 2009-04-02 | 618:00 | 0.82 | 0.33 | 1.51 | 0.29 | 0.63 | 0.716 | 0.17549
2014-04-02 18:00 | 2009-04-02 | 619:00 | 0.14 | 0.17 | 0.54 | 0.12 | 0.2 | 0.234 | 0.057353
2014-04-02 19:00 | 2009-04-02 | 620:00 | 0.02 | 0.02 | 0.13 | 0.01 | 0.03 | 0.042 | 0.010294
2014-04-02 20:00 | 2009-04-02 | 621:00 | 0 | 0 | 0.02 | 0 | 0 | 0.004 | 0.00098039
2014-04-02 21:00 | 2009-04-02 | 622:00 | 0 | 0 | 0 | 0 | 0 | 0 | 0
2014-04-02 22:00 | 2009-04-02 | 623:00 | 0 | 0 | 0 | 0 | 0 | 0 | 0
2014-04-02 23:00 | 2009-04-02 | 624:00 | 0 | 0 | 0 | 0 | 0 | 0 | 0
2014-04-03 | 2009-04-03 | 625:00 | 0 | 0 | 0 | 0 | 0 | 0 | 0
2014-04-03 01:00 | 2009-04-03 | 626:00 | 0 | 0 | 0 | 0 | 0 | 0 | 0
2014-04-03 02:00 | 2009-04-03 | 627:00 | 0 | 0 | 0 | 0 | 0 | 0 | 0
2014-04-03 03:00 | 2009-04-03 | 628:00 | 0 | 0 | 0 | 0 | 0 | 0 | 0
2014-04-03 04:00 | 2009-04-03 | 629:00 | 0 | 0 | 0 | 0 | 0 | 0 | 0
2014-04-03 05:00 | 2009-04-03 | 630:00 | 0 | 0 | 0 | 0 | 0 | 0 | 0
2014-04-03 06:00 | 2009-04-03 | 631:00 | 0.03 | 0.02 | 0 | 0 | 0.03 | 0.016 | 0.0039216
2014-04-03 07:00 | 2009-04-03 | 632:00 | 0.92 | 0.78 | 0.01 | 0.04 | 0.81 | 0.512 | 0.12549
2014-04-03 08:00 | 2009-04-03 | 633:00 | 1.92 | 1.85 | 0.2 | 0.11 | 1.96 | 1.208 | 0.29608
2014-04-03 09:00 | 2009-04-03 | 634:00 | 2.71 | 2.45 | 0.77 | 0.33 | 2.25 | 1.702 | 0.41716
2014-04-03 10:00 | 2009-04-03 | 635:00 | 3.04 | 2.77 | 1.09 | 1.01 | 3.05 | 2.192 | 0.53725
2014-04-03 11:00 | 2009-04-03 | 636:00 | 2.92 | 2.89 | 2 | 0.98 | 3.53 | 2.464 | 0.60392
2014-04-03 12:00 | 2009-04-03 | 637:00 | 3.29 | 2.01 | 2.27 | 1.88 | 3.6 | 2.61 | 0.63971
2014-04-03 13:00 | 2009-04-03 | 638:00 | 3.08 | 1.63 | 2.34 | 2.94 | 2.56 | 2.51 | 0.6152
2014-04-03 14:00 | 2009-04-03 | 639:00 | 2.26 | 2.14 | 1.95 | 2.84 | 1.19 | 2.076 | 0.50882
2014-04-03 15:00 | 2009-04-03 | 640:00 | 0.95 | 1.47 | 1.86 | 2.46 | 0.91 | 1.53 | 0.375
2014-04-03 16:00 | 2009-04-03 | 641:00 | 0.67 | 1.06 | 1.5 | 1.42 | 0.66 | 1.062 | 0.26029
2014-04-03 17:00 | 2009-04-03 | 642:00 | 0.44 | 0.33 | 0.73 | 0.43 | 0.37 | 0.46 | 0.11275
2014-04-03 18:00 | 2009-04-03 | 643:00 | 0.19 | 0.16 | 0.38 | 0.16 | 0.1 | 0.198 | 0.048529
2014-04-03 19:00 | 2009-04-03 | 644:00 | 0.02 | 0.04 | 0.16 | 0.03 | 0.01 | 0.052 | 0.012745
2014-04-03 20:00 | 2009-04-03 | 645:00 | 0 | 0 | 0.01 | 0 | 0 | 0.002 | 0.0004902
2014-04-03 21:00 | 2009-04-03 | 646:00 | 0 | 0 | 0 | 0 | 0 | 0 | 0
2014-04-03 22:00 | 2009-04-03 | 647:00 | 0 | 0 | 0 | 0 | 0 | 0 | 0
2014-04-03 23:00 | 2009-04-03 | 648:00 | 0 | 0 | 0 | 0 | 0 | 0 | 0
2014-04-04 | 2009-04-04 | 649:00 | 0 | 0 | 0 | 0 | 0 | 0 | 0
2014-04-04 01:00 | 2009-04-04 | 650:00 | 0 | 0 | 0 | 0 | 0 | 0 | 0
2014-04-04 02:00 | 2009-04-04 | 651:00 | 0 | 0 | 0 | 0 | 0 | 0 | 0
2014-04-04 03:00 | 2009-04-04 | 652:00 | 0 | 0 | 0 | 0 | 0 | 0 | 0
2014-04-04 04:00 | 2009-04-04 | 653:00 | 0 | 0 | 0 | 0 | 0 | 0 | 0
2014-04-04 05:00 | 2009-04-04 | 654:00 | 0 | 0 | 0 | 0 | 0 | 0 | 0
2014-04-04 06:00 | 2009-04-04 | 655:00 | 0 | 0.03 | 0 | 0.01 | 0.02 | 0.012 | 0.0029412
2014-04-04 07:00 | 2009-04-04 | 656:00 | 0.07 | 0.72 | 0.02 | 0.17 | 0.92 | 0.38 | 0.093137
2014-04-04 08:00 | 2009-04-04 | 657:00 | 0.25 | 1.68 | 0.74 | 0.64 | 2.15 | 1.092 | 0.26765
2014-04-04 09:00 | 2009-04-04 | 658:00 | 0.38 | 2.65 | 1.98 | 2.14 | 3.06 | 2.042 | 0.50049
2014-04-04 10:00 | 2009-04-04 | 659:00 | 0.52 | 3.35 | 2.86 | 2.64 | 3.59 | 2.592 | 0.63529
2014-04-04 11:00 | 2009-04-04 | 660:00 | 0.94 | 3.61 | 3.36 | 1.38 | 3.63 | 2.584 | 0.63333
2014-04-04 12:00 | 2009-04-04 | 661:00 | 0.81 | 3.64 | 3.65 | 1.46 | 3.66 | 2.644 | 0.64804
2014-04-04 13:00 | 2009-04-04 | 662:00 | 0.84 | 3.49 | 3.66 | 1.48 | 3.6 | 2.614 | 0.64069
2014-04-04 14:00 | 2009-04-04 | 663:00 | 0.75 | 3.1 | 3.48 | 1.91 | 3.28 | 2.504 | 0.61373
2014-04-04 15:00 | 2009-04-04 | 664:00 | 1.02 | 1.58 | 2.43 | 1.02 | 2.57 | 1.724 | 0.42255
2014-04-04 16:00 | 2009-04-04 | 665:00 | 0.57 | 0.8 | 2.6 | 1.79 | 1.6 | 1.472 | 0.36078
2014-04-04 17:00 | 2009-04-04 | 666:00 | 0.53 | 0.47 | 1.54 | 0.61 | 0.56 | 0.742 | 0.18186
2014-04-04 18:00 | 2009-04-04 | 667:00 | 0.28 | 0.19 | 0.57 | 0.14 | 0.11 | 0.258 | 0.063235
2014-04-04 19:00 | 2009-04-04 | 668:00 | 0.05 | 0.02 | 0.14 | 0.02 | 0.02 | 0.05 | 0.012255
2014-04-04 20:00 | 2009-04-04 | 669:00 | 0 | 0 | 0.02 | 0 | 0 | 0.004 | 0.00098039
2014-04-04 21:00 | 2009-04-04 | 670:00 | 0 | 0 | 0 | 0 | 0 | 0 | 0
2014-04-04 22:00 | 2009-04-04 | 671:00 | 0 | 0 | 0 | 0 | 0 | 0 | 0
2014-04-04 23:00 | 2009-04-04 | 672:00 | 0 | 0 | 0 | 0 | 0 | 0 | 0
2014-04-05 | 2009-04-05 | 673:00 | 0 | 0 | 0 | 0 | 0 | 0 | 0
2014-04-05 01:00 | 2009-04-05 | 674:00 | 0 | 0 | 0 | 0 | 0 | 0 | 0
2014-04-05 02:00 | 2009-04-05 | 675:00 | 0 | 0 | 0 | 0 | 0 | 0 | 0
2014-04-05 03:00 | 2009-04-05 | 676:00 | 0 | 0 | 0 | 0 | 0 | 0 | 0
2014-04-05 04:00 | 2009-04-05 | 677:00 | 0 | 0 | 0 | 0 | 0 | 0 | 0
2014-04-05 05:00 | 2009-04-05 | 678:00 | 0 | 0 | 0 | 0 | 0 | 0 | 0
2014-04-05 06:00 | 2009-04-05 | 679:00 | 0.03 | 0.03 | 0 | 0.05 | 0.03 | 0.028 | 0.0068627
2014-04-05 07:00 | 2009-04-05 | 680:00 | 0.22 | 0.98 | 0.02 | 0.84 | 0.95 | 0.602 | 0.14755
2014-04-05 08:00 | 2009-04-05 | 681:00 | 0.66 | 1.88 | 0.42 | 1.88 | 2.11 | 1.39 | 0.34069
2014-04-05 09:00 | 2009-04-05 | 682:00 | 1.13 | 2.59 | 1.69 | 2.72 | 2.97 | 2.22 | 0.54412
2014-04-05 10:00 | 2009-04-05 | 683:00 | 2.68 | 3.1 | 2.83 | 3.36 | 3.59 | 3.112 | 0.76275
2014-04-05 11:00 | 2009-04-05 | 684:00 | 3.45 | 3.14 | 3.39 | 3.31 | 3.63 | 3.384 | 0.82941
2014-04-05 12:00 | 2009-04-05 | 685:00 | 2.53 | 2.89 | 2.57 | 3.51 | 3.55 | 3.01 | 0.73775
2014-04-05 13:00 | 2009-04-05 | 686:00 | 1.68 | 2.49 | 2.39 | 3.46 | 3.57 | 2.718 | 0.66618
2014-04-05 14:00 | 2009-04-05 | 687:00 | 1.84 | 2.35 | 1.25 | 2.73 | 3.35 | 2.304 | 0.56471
2014-04-05 15:00 | 2009-04-05 | 688:00 | 1.26 | 1.66 | 2.6 | 2.39 | 2.56 | 2.094 | 0.51324
2014-04-05 16:00 | 2009-04-05 | 689:00 | 0.8 | 0.7 | 0.68 | 1.49 | 1.61 | 1.056 | 0.25882
2014-04-05 17:00 | 2009-04-05 | 690:00 | 1 | 0.36 | 0.62 | 0.57 | 0.58 | 0.626 | 0.15343
2014-04-05 18:00 | 2009-04-05 | 691:00 | 0.22 | 0.16 | 0.4 | 0.17 | 0.12 | 0.214 | 0.052451
2014-04-05 19:00 | 2009-04-05 | 692:00 | 0.01 | 0.02 | 0.2 | 0.03 | 0.03 | 0.058 | 0.014216
2014-04-05 20:00 | 2009-04-05 | 693:00 | 0 | 0 | 0.03 | 0 | 0 | 0.006 | 0.0014706
2014-04-05 21:00 | 2009-04-05 | 694:00 | 0 | 0 | 0 | 0 | 0 | 0 | 0
2014-04-05 22:00 | 2009-04-05 | 695:00 | 0 | 0 | 0 | 0 | 0 | 0 | 0
2014-04-05 23:00 | 2009-04-05 | 696:00 | 0 | 0 | 0 | 0 | 0 | 0 | 0
2014-04-06 | 2009-04-06 | 697:00 | 0 | 0 | 0 | 0 | 0 | 0 | 0
2014-04-06 01:00 | 2009-04-06 | 698:00 | 0 | 0 | 0 | 0 | 0 | 0 | 0
2014-04-06 02:00 | 2009-04-06 | 699:00 | 0 | 0 | 0 | 0 | 0 | 0 | 0
2014-04-06 03:00 | 2009-04-06 | 700:00 | 0 | 0 | 0 | 0 | 0 | 0 | 0
2014-04-06 04:00 | 2009-04-06 | 701:00 | 0 | 0 | 0 | 0 | 0 | 0 | 0
2014-04-06 05:00 | 2009-04-06 | 702:00 | 0 | 0 | 0 | 0 | 0 | 0 | 0
2014-04-06 06:00 | 2009-04-06 | 703:00 | 0.03 | 0.02 | 0 | 0.05 | 0.02 | 0.024 | 0.0058824
2014-04-06 07:00 | 2009-04-06 | 704:00 | 0.59 | 0.31 | 0.03 | 0.77 | 0.29 | 0.398 | 0.097549
2014-04-06 08:00 | 2009-04-06 | 705:00 | 1.37 | 1.86 | 0.9 | 1.84 | 0.68 | 1.33 | 0.32598
2014-04-06 09:00 | 2009-04-06 | 706:00 | 0.98 | 1.01 | 1.89 | 2.74 | 1.24 | 1.572 | 0.38529
2014-04-06 10:00 | 2009-04-06 | 707:00 | 1.68 | 2.23 | 2.76 | 3.37 | 1.69 | 2.346 | 0.575
2014-04-06 11:00 | 2009-04-06 | 708:00 | 2.7 | 0.7 | 3.35 | 3.53 | 3.53 | 2.762 | 0.67696
2014-04-06 12:00 | 2009-04-06 | 709:00 | 2.89 | 0.75 | 3.63 | 3.56 | 3.6 | 2.886 | 0.70735
2014-04-06 13:00 | 2009-04-06 | 710:00 | 2.1 | 0.7 | 3.64 | 3.45 | 3.68 | 2.714 | 0.6652
2014-04-06 14:00 | 2009-04-06 | 711:00 | 2.9 | 1.03 | 2.44 | 2.97 | 3.43 | 2.554 | 0.62598
2014-04-06 15:00 | 2009-04-06 | 712:00 | 2.71 | 2.44 | 3.18 | 2.27 | 2.84 | 2.688 | 0.65882
2014-04-06 16:00 | 2009-04-06 | 713:00 | 1.69 | 1.61 | 2.5 | 1.42 | 2.04 | 1.852 | 0.45392
2014-04-06 17:00 | 2009-04-06 | 714:00 | 0.63 | 0.61 | 1.63 | 0.57 | 0.53 | 0.794 | 0.19461
2014-04-06 18:00 | 2009-04-06 | 715:00 | 0.14 | 0.12 | 0.59 | 0.16 | 0.24 | 0.25 | 0.061275
2014-04-06 19:00 | 2009-04-06 | 716:00 | 0.02 | 0.02 | 0.2 | 0.03 | 0.03 | 0.06 | 0.014706
2014-04-06 20:00 | 2009-04-06 | 717:00 | 0 | 0 | 0.03 | 0 | 0 | 0.006 | 0.0014706
2014-04-06 21:00 | 2009-04-06 | 718:00 | 0 | 0 | 0 | 0 | 0 | 0 | 0
2014-04-06 22:00 | 2009-04-06 | 719:00 | 0 | 0 | 0 | 0 | 0 | 0 | 0
2014-04-06 23:00 | 2009-04-06 | 720:00 | 0 | 0 | 0 | 0 | 0 | 0 | 0
2014-04-07 | 2009-04-07 | 721:00 | 0 | 0 | 0 | 0 | 0 | 0 | 0
2014-04-07 01:00 | 2009-04-07 | 722:00 | 0 | 0 | 0 | 0 | 0 | 0 | 0
2014-04-07 02:00 | 2009-04-07 | 723:00 | 0 | 0 | 0 | 0 | 0 | 0 | 0
2014-04-07 03:00 | 2009-04-07 | 724:00 | 0 | 0 | 0 | 0 | 0 | 0 | 0
2014-04-07 04:00 | 2009-04-07 | 725:00 | 0 | 0 | 0 | 0 | 0 | 0 | 0
2014-04-07 05:00 | 2009-04-07 | 726:00 | 0 | 0 | 0 | 0 | 0 | 0 | 0
2014-04-07 06:00 | 2009-04-07 | 727:00 | 0.08 | 0.05 | 0 | 0.06 | 0.05 | 0.048 | 0.011765
2014-04-07 07:00 | 2009-04-07 | 728:00 | 0.81 | 0.94 | 0.04 | 0.82 | 0.81 | 0.684 | 0.16765
2014-04-07 08:00 | 2009-04-07 | 729:00 | 1.74 | 1.98 | 0.94 | 1.85 | 1.86 | 1.674 | 0.41029
2014-04-07 09:00 | 2009-04-07 | 730:00 | 2.65 | 2.83 | 1.82 | 2.71 | 2.89 | 2.58 | 0.63235
2014-04-07 10:00 | 2009-04-07 | 731:00 | 3.28 | 3.4 | 1.94 | 3.31 | 3.51 | 3.088 | 0.75686
2014-04-07 11:00 | 2009-04-07 | 732:00 | 3.59 | 3.65 | 1.39 | 3.56 | 3.49 | 3.136 | 0.76863
2014-04-07 12:00 | 2009-04-07 | 733:00 | 2.85 | 3.44 | 1.25 | 3.53 | 3.51 | 2.916 | 0.71471
2014-04-07 13:00 | 2009-04-07 | 734:00 | 2.71 | 1.54 | 1.48 | 3.43 | 3.64 | 2.56 | 0.62745
2014-04-07 14:00 | 2009-04-07 | 735:00 | 1.46 | 1.26 | 1.13 | 3.04 | 3.28 | 2.034 | 0.49853
2014-04-07 15:00 | 2009-04-07 | 736:00 | 1.96 | 2.72 | 1.52 | 2.37 | 2.56 | 2.226 | 0.54559
2014-04-07 16:00 | 2009-04-07 | 737:00 | 1.03 | 1.58 | 1.36 | 1.48 | 1.6 | 1.41 | 0.34559
2014-04-07 17:00 | 2009-04-07 | 738:00 | 0.51 | 0.91 | 0.72 | 0.57 | 0.54 | 0.65 | 0.15931
2014-04-07 18:00 | 2009-04-07 | 739:00 | 0.23 | 0.35 | 0.53 | 0.15 | 0.1 | 0.272 | 0.066667
2014-04-07 19:00 | 2009-04-07 | 740:00 | 0.03 | 0.06 | 0.2 | 0.03 | 0.01 | 0.066 | 0.016176
2014-04-07 20:00 | 2009-04-07 | 741:00 | 0 | 0 | 0.03 | 0 | 0 | 0.006 | 0.0014706
2014-04-07 21:00 | 2009-04-07 | 742:00 | 0 | 0 | 0 | 0 | 0 | 0 | 0
2014-04-07 22:00 | 2009-04-07 | 743:00 | 0 | 0 | 0 | 0 | 0 | 0 | 0
2014-04-07 23:00 | 2009-04-07 | 744:00 | 0 | 0 | 0 | 0 | 0 | 0 | 0
2014-04-08 | 2009-04-08 | 745:00 | 0 | 0 | 0 | 0 | 0 | 0 | 0
2014-04-08 01:00 | 2009-04-08 | 746:00 | 0 | 0 | 0 | 0 | 0 | 0 | 0
2014-04-08 02:00 | 2009-04-08 | 747:00 | 0 | 0 | 0 | 0 | 0 | 0 | 0
2014-04-08 03:00 | 2009-04-08 | 748:00 | 0 | 0 | 0 | 0 | 0 | 0 | 0
2014-04-08 04:00 | 2009-04-08 | 749:00 | 0 | 0 | 0 | 0 | 0 | 0 | 0
2014-04-08 05:00 | 2009-04-08 | 750:00 | 0 | 0 | 0 | 0 | 0 | 0 | 0
2014-04-08 06:00 | 2009-04-08 | 751:00 | 0.02 | 0.09 | 0 | 0.07 | 0.02 | 0.04 | 0.0098039
2014-04-08 07:00 | 2009-04-08 | 752:00 | 0.17 | 0.47 | 0.06 | 0.86 | 0.14 | 0.34 | 0.083333
2014-04-08 08:00 | 2009-04-08 | 753:00 | 0.47 | 0.74 | 0.87 | 1.96 | 0.43 | 0.894 | 0.21912
2014-04-08 09:00 | 2009-04-08 | 754:00 | 0.56 | 0.73 | 1.88 | 2.85 | 1.29 | 1.462 | 0.35833
2014-04-08 10:00 | 2009-04-08 | 755:00 | 0.38 | 2.09 | 2.75 | 3.47 | 1.2 | 1.978 | 0.4848
2014-04-08 11:00 | 2009-04-08 | 756:00 | 1.18 | 3.22 | 3.35 | 3.59 | 1.13 | 2.494 | 0.61127
2014-04-08 12:00 | 2009-04-08 | 757:00 | 1.44 | 3.24 | 3.42 | 3.55 | 1.11 | 2.552 | 0.62549
2014-04-08 13:00 | 2009-04-08 | 758:00 | 1.97 | 2.51 | 3.65 | 3.46 | 0.83 | 2.484 | 0.60882
2014-04-08 14:00 | 2009-04-08 | 759:00 | 3.17 | 2.18 | 3.42 | 3.01 | 1.29 | 2.614 | 0.64069
2014-04-08 15:00 | 2009-04-08 | 760:00 | 1.93 | 0.65 | 2.95 | 2.36 | 0.77 | 1.732 | 0.42451
2014-04-08 16:00 | 2009-04-08 | 761:00 | 1.12 | 0.51 | 0.7 | 1.48 | 0.59 | 0.88 | 0.21569
2014-04-08 17:00 | 2009-04-08 | 762:00 | 0.56 | 0.25 | 0.68 | 0.57 | 0.32 | 0.476 | 0.11667
2014-04-08 18:00 | 2009-04-08 | 763:00 | 0.21 | 0.08 | 0.43 | 0.15 | 0.18 | 0.21 | 0.051471
2014-04-08 19:00 | 2009-04-08 | 764:00 | 0.03 | 0.01 | 0.16 | 0.04 | 0.01 | 0.05 | 0.012255
2014-04-08 20:00 | 2009-04-08 | 765:00 | 0 | 0 | 0.02 | 0 | 0 | 0.004 | 0.00098039
2014-04-08 21:00 | 2009-04-08 | 766:00 | 0 | 0 | 0 | 0 | 0 | 0 | 0
2014-04-08 22:00 | 2009-04-08 | 767:00 | 0 | 0 | 0 | 0 | 0 | 0 | 0
2014-04-08 23:00 | 2009-04-08 | 768:00 | 0 | 0 | 0 | 0 | 0 | 0 | 0
2014-04-09 | 2009-04-09 | 769:00 | 0 | 0 | 0 | 0 | 0 | 0 | 0
2014-04-09 01:00 | 2009-04-09 | 770:00 | 0 | 0 | 0 | 0 | 0 | 0 | 0
2014-04-09 02:00 | 2009-04-09 | 771:00 | 0 | 0 | 0 | 0 | 0 | 0 | 0
2014-04-09 03:00 | 2009-04-09 | 772:00 | 0 | 0 | 0 | 0 | 0 | 0 | 0
2014-04-09 04:00 | 2009-04-09 | 773:00 | 0 | 0 | 0 | 0 | 0 | 0 | 0
2014-04-09 05:00 | 2009-04-09 | 774:00 | 0 | 0 | 0 | 0 | 0 | 0 | 0
2014-04-09 06:00 | 2009-04-09 | 775:00 | 0.09 | 0 | 0 | 0.09 | 0.02 | 0.04 | 0.0098039
2014-04-09 07:00 | 2009-04-09 | 776:00 | 0.49 | 0.09 | 0.08 | 1.01 | 0.27 | 0.388 | 0.095098
2014-04-09 08:00 | 2009-04-09 | 777:00 | 1.5 | 0.28 | 0.83 | 2.05 | 0.72 | 1.076 | 0.26373
2014-04-09 09:00 | 2009-04-09 | 778:00 | 1.56 | 0.51 | 1.43 | 2.74 | 1.5 | 1.548 | 0.37941
2014-04-09 10:00 | 2009-04-09 | 779:00 | 3.44 | 0.8 | 0.77 | 3.17 | 2.01 | 2.038 | 0.49951
2014-04-09 11:00 | 2009-04-09 | 780:00 | 3.01 | 0.75 | 0.7 | 3.55 | 1.21 | 1.844 | 0.45196
2014-04-09 12:00 | 2009-04-09 | 781:00 | 1.91 | 0.9 | 0.91 | 3.6 | 0.82 | 1.628 | 0.39902
2014-04-09 13:00 | 2009-04-09 | 782:00 | 3.1 | 1.18 | 1.39 | 3.4 | 1.49 | 2.112 | 0.51765
2014-04-09 14:00 | 2009-04-09 | 783:00 | 2.36 | 2 | 3.33 | 3.05 | 3.04 | 2.756 | 0.67549
2014-04-09 15:00 | 2009-04-09 | 784:00 | 2.35 | 2.19 | 3.07 | 2.44 | 1.43 | 2.296 | 0.56275
2014-04-09 16:00 | 2009-04-09 | 785:00 | 1.54 | 1.42 | 2.6 | 1.55 | 1.41 | 1.704 | 0.41765
2014-04-09 17:00 | 2009-04-09 | 786:00 | 0.58 | 0.45 | 1.65 | 0.71 | 0.43 | 0.764 | 0.18725
2014-04-09 18:00 | 2009-04-09 | 787:00 | 0.28 | 0.19 | 0.59 | 0.26 | 0.35 | 0.334 | 0.081863
2014-04-09 19:00 | 2009-04-09 | 788:00 | 0.05 | 0.03 | 0.13 | 0.06 | 0.04 | 0.062 | 0.015196
2014-04-09 20:00 | 2009-04-09 | 789:00 | 0 | 0 | 0.04 | 0 | 0 | 0.008 | 0.0019608
2014-04-09 21:00 | 2009-04-09 | 790:00 | 0 | 0 | 0 | 0 | 0 | 0 | 0
2014-04-09 22:00 | 2009-04-09 | 791:00 | 0 | 0 | 0 | 0 | 0 | 0 | 0
2014-04-09 23:00 | 2009-04-09 | 792:00 | 0 | 0 | 0 | 0 | 0 | 0 | 0
2014-04-10 | 2009-04-10 | 793:00 | 0 | 0 | 0 | 0 | 0 | 0 | 0
2014-04-10 01:00 | 2009-04-10 | 794:00 | 0 | 0 | 0 | 0 | 0 | 0 | 0
2014-04-10 02:00 | 2009-04-10 | 795:00 | 0 | 0 | 0 | 0 | 0 | 0 | 0
2014-04-10 03:00 | 2009-04-10 | 796:00 | 0 | 0 | 0 | 0 | 0 | 0 | 0
2014-04-10 04:00 | 2009-04-10 | 797:00 | 0 | 0 | 0 | 0 | 0 | 0 | 0
2014-04-10 05:00 | 2009-04-10 | 798:00 | 0 | 0 | 0 | 0 | 0 | 0 | 0
2014-04-10 06:00 | 2009-04-10 | 799:00 | 0.05 | 0.05 | 0 | 0.1 | 0.05 | 0.05 | 0.012255
2014-04-10 07:00 | 2009-04-10 | 800:00 | 0.27 | 0.75 | 0.07 | 0.91 | 0.86 | 0.572 | 0.1402
2014-04-10 08:00 | 2009-04-10 | 801:00 | 0.84 | 2.15 | 0.38 | 1.93 | 2.09 | 1.478 | 0.36225
2014-04-10 09:00 | 2009-04-10 | 802:00 | 2.05 | 2.97 | 0.94 | 2.89 | 2.27 | 2.224 | 0.5451
2014-04-10 10:00 | 2009-04-10 | 803:00 | 1.15 | 3.51 | 1.5 | 3.39 | 3.27 | 2.564 | 0.62843
2014-04-10 11:00 | 2009-04-10 | 804:00 | 1.49 | 3.66 | 2.16 | 3.45 | 3.51 | 2.854 | 0.69951
2014-04-10 12:00 | 2009-04-10 | 805:00 | 2.29 | 3.66 | 2.38 | 3.27 | 2.99 | 2.918 | 0.7152
2014-04-10 13:00 | 2009-04-10 | 806:00 | 1.67 | 3.62 | 1.68 | 3.18 | 3.55 | 2.74 | 0.67157
2014-04-10 14:00 | 2009-04-10 | 807:00 | 2.15 | 3.31 | 1.83 | 2.97 | 3.45 | 2.742 | 0.67206
2014-04-10 15:00 | 2009-04-10 | 808:00 | 1.23 | 2.21 | 1.28 | 2.23 | 2.09 | 1.808 | 0.44314
2014-04-10 16:00 | 2009-04-10 | 809:00 | 0.53 | 1.53 | 0.9 | 1.43 | 0.56 | 0.99 | 0.24265
2014-04-10 17:00 | 2009-04-10 | 810:00 | 0.48 | 0.45 | 0.71 | 0.65 | 0.36 | 0.53 | 0.1299
2014-04-10 18:00 | 2009-04-10 | 811:00 | 0.37 | 0.15 | 0.3 | 0.24 | 0.14 | 0.24 | 0.058824
2014-04-10 19:00 | 2009-04-10 | 812:00 | 0.1 | 0.07 | 0.16 | 0.05 | 0.05 | 0.086 | 0.021078
2014-04-10 20:00 | 2009-04-10 | 813:00 | 0 | 0 | 0.03 | 0 | 0 | 0.006 | 0.0014706
2014-04-10 21:00 | 2009-04-10 | 814:00 | 0 | 0 | 0 | 0 | 0 | 0 | 0
2014-04-10 22:00 | 2009-04-10 | 815:00 | 0 | 0 | 0 | 0 | 0 | 0 | 0
2014-04-10 23:00 | 2009-04-10 | 816:00 | 0 | 0 | 0 | 0 | 0 | 0 | 0
2014-04-11 | 2009-04-11 | 817:00 | 0 | 0 | 0 | 0 | 0 | 0 | 0
2014-04-11 01:00 | 2009-04-11 | 818:00 | 0 | 0 | 0 | 0 | 0 | 0 | 0
2014-04-11 02:00 | 2009-04-11 | 819:00 | 0 | 0 | 0 | 0 | 0 | 0 | 0
2014-04-11 03:00 | 2009-04-11 | 820:00 | 0 | 0 | 0 | 0 | 0 | 0 | 0
2014-04-11 04:00 | 2009-04-11 | 821:00 | 0 | 0 | 0 | 0 | 0 | 0 | 0
2014-04-11 05:00 | 2009-04-11 | 822:00 | 0 | 0 | 0 | 0 | 0 | 0 | 0
2014-04-11 06:00 | 2009-04-11 | 823:00 | 0.09 | 0.14 | 0 | 0.07 | 0.07 | 0.074 | 0.018137
2014-04-11 07:00 | 2009-04-11 | 824:00 | 0.63 | 1.27 | 0.1 | 0.35 | 0.78 | 0.626 | 0.15343
2014-04-11 08:00 | 2009-04-11 | 825:00 | 0.79 | 2.14 | 1.12 | 0.65 | 1.68 | 1.276 | 0.31275
2014-04-11 09:00 | 2009-04-11 | 826:00 | 0.84 | 2.96 | 2.2 | 0.87 | 1.57 | 1.688 | 0.41373
2014-04-11 10:00 | 2009-04-11 | 827:00 | 2.22 | 3.61 | 2.62 | 1.23 | 1.96 | 2.328 | 0.57059
2014-04-11 11:00 | 2009-04-11 | 828:00 | 3.04 | 3.67 | 2.84 | 2 | 1.52 | 2.614 | 0.64069
2014-04-11 12:00 | 2009-04-11 | 829:00 | 2.42 | 3.7 | 2.14 | 2.17 | 2.51 | 2.588 | 0.63431
2014-04-11 13:00 | 2009-04-11 | 830:00 | 2.58 | 3.67 | 2.9 | 2.62 | 3.06 | 2.966 | 0.72696
2014-04-11 14:00 | 2009-04-11 | 831:00 | 3.16 | 3.27 | 2.76 | 2.56 | 3.19 | 2.988 | 0.73235
2014-04-11 15:00 | 2009-04-11 | 832:00 | 2.16 | 2.55 | 2.54 | 1.68 | 2.78 | 2.342 | 0.57402
2014-04-11 16:00 | 2009-04-11 | 833:00 | 1.34 | 1.58 | 2.16 | 0.54 | 1.67 | 1.458 | 0.35735
2014-04-11 17:00 | 2009-04-11 | 834:00 | 0.51 | 0.52 | 0.76 | 0.42 | 0.66 | 0.574 | 0.14069
2014-04-11 18:00 | 2009-04-11 | 835:00 | 0.32 | 0.11 | 0.76 | 0.2 | 0.27 | 0.332 | 0.081373
2014-04-11 19:00 | 2009-04-11 | 836:00 | 0.08 | 0.03 | 0.29 | 0.03 | 0.07 | 0.1 | 0.02451
2014-04-11 20:00 | 2009-04-11 | 837:00 | 0 | 0 | 0.09 | 0 | 0 | 0.018 | 0.0044118
2014-04-11 21:00 | 2009-04-11 | 838:00 | 0 | 0 | 0 | 0 | 0 | 0 | 0
2014-04-11 22:00 | 2009-04-11 | 839:00 | 0 | 0 | 0 | 0 | 0 | 0 | 0
2014-04-11 23:00 | 2009-04-11 | 840:00 | 0 | 0 | 0 | 0 | 0 | 0 | 0
2014-04-12 | 2009-04-12 | 841:00 | 0 | 0 | 0 | 0 | 0 | 0 | 0
2014-04-12 01:00 | 2009-04-12 | 842:00 | 0 | 0 | 0 | 0 | 0 | 0 | 0
2014-04-12 02:00 | 2009-04-12 | 843:00 | 0 | 0 | 0 | 0 | 0 | 0 | 0
2014-04-12 03:00 | 2009-04-12 | 844:00 | 0 | 0 | 0 | 0 | 0 | 0 | 0
2014-04-12 04:00 | 2009-04-12 | 845:00 | 0 | 0 | 0 | 0 | 0 | 0 | 0
2014-04-12 05:00 | 2009-04-12 | 846:00 | 0 | 0 | 0 | 0 | 0 | 0 | 0
2014-04-12 06:00 | 2009-04-12 | 847:00 | 0.11 | 0.14 | 0 | 0.09 | 0.08 | 0.084 | 0.020588
2014-04-12 07:00 | 2009-04-12 | 848:00 | 0.77 | 1.13 | 0.04 | 0.49 | 0.56 | 0.598 | 0.14657
2014-04-12 08:00 | 2009-04-12 | 849:00 | 1.77 | 2.17 | 0.27 | 1.28 | 1.05 | 1.308 | 0.32059
2014-04-12 09:00 | 2009-04-12 | 850:00 | 2.92 | 3.01 | 0.77 | 1.59 | 1.92 | 2.042 | 0.50049
2014-04-12 10:00 | 2009-04-12 | 851:00 | 3.26 | 3.54 | 1.19 | 2.87 | 3.23 | 2.818 | 0.69069
2014-04-12 11:00 | 2009-04-12 | 852:00 | 3.12 | 3.65 | 2.22 | 3.08 | 3.63 | 3.14 | 0.76961
2014-04-12 12:00 | 2009-04-12 | 853:00 | 2.64 | 2.49 | 3.22 | 3.47 | 3.67 | 3.098 | 0.75931
2014-04-12 13:00 | 2009-04-12 | 854:00 | 1.89 | 1.63 | 2.09 | 3.38 | 3.64 | 2.526 | 0.61912
2014-04-12 14:00 | 2009-04-12 | 855:00 | 1.75 | 2.8 | 1.55 | 1.69 | 3.23 | 2.204 | 0.5402
2014-04-12 15:00 | 2009-04-12 | 856:00 | 2.15 | 2.18 | 1.09 | 1.32 | 2.4 | 1.828 | 0.44804
2014-04-12 16:00 | 2009-04-12 | 857:00 | 1.51 | 1.4 | 1.01 | 0.62 | 1.49 | 1.206 | 0.29559
2014-04-12 17:00 | 2009-04-12 | 858:00 | 0.64 | 0.47 | 0.54 | 0.46 | 0.69 | 0.56 | 0.13725
2014-04-12 18:00 | 2009-04-12 | 859:00 | 0.25 | 0.15 | 0.35 | 0.1 | 0.18 | 0.206 | 0.05049
2014-04-12 19:00 | 2009-04-12 | 860:00 | 0.06 | 0.07 | 0.2 | 0.02 | 0.04 | 0.078 | 0.019118
2014-04-12 20:00 | 2009-04-12 | 861:00 | 0 | 0 | 0.03 | 0 | 0 | 0.006 | 0.0014706
2014-04-12 21:00 | 2009-04-12 | 862:00 | 0 | 0 | 0 | 0 | 0 | 0 | 0
2014-04-12 22:00 | 2009-04-12 | 863:00 | 0 | 0 | 0 | 0 | 0 | 0 | 0
2014-04-12 23:00 | 2009-04-12 | 864:00 | 0 | 0 | 0 | 0 | 0 | 0 | 0
2014-04-13 | 2009-04-13 | 865:00 | 0 | 0 | 0 | 0 | 0 | 0 | 0
2014-04-13 01:00 | 2009-04-13 | 866:00 | 0 | 0 | 0 | 0 | 0 | 0 | 0
2014-04-13 02:00 | 2009-04-13 | 867:00 | 0 | 0 | 0 | 0 | 0 | 0 | 0
2014-04-13 03:00 | 2009-04-13 | 868:00 | 0 | 0 | 0 | 0 | 0 | 0 | 0
2014-04-13 04:00 | 2009-04-13 | 869:00 | 0 | 0 | 0 | 0 | 0 | 0 | 0
2014-04-13 05:00 | 2009-04-13 | 870:00 | 0 | 0 | 0 | 0 | 0 | 0 | 0
2014-04-13 06:00 | 2009-04-13 | 871:00 | 0.14 | 0.06 | 0 | 0.05 | 0.14 | 0.078 | 0.019118
2014-04-13 07:00 | 2009-04-13 | 872:00 | 1.19 | 0.35 | 0.04 | 0.17 | 1.18 | 0.586 | 0.14363
2014-04-13 08:00 | 2009-04-13 | 873:00 | 2.19 | 0.86 | 0.55 | 0.24 | 2.29 | 1.226 | 0.30049
2014-04-13 09:00 | 2009-04-13 | 874:00 | 2.95 | 1.42 | 1.19 | 0.49 | 3.13 | 1.836 | 0.45
2014-04-13 10:00 | 2009-04-13 | 875:00 | 3.5 | 2.79 | 2.93 | 0.86 | 3.56 | 2.728 | 0.66863
2014-04-13 11:00 | 2009-04-13 | 876:00 | 3.58 | 2.35 | 3.57 | 1.56 | 3.62 | 2.936 | 0.71961
2014-04-13 12:00 | 2009-04-13 | 877:00 | 3.67 | 3.01 | 3.59 | 2.26 | 3.55 | 3.216 | 0.78824
2014-04-13 13:00 | 2009-04-13 | 878:00 | 2.7 | 3.16 | 3.28 | 1.01 | 3.59 | 2.748 | 0.67353
2014-04-13 14:00 | 2009-04-13 | 879:00 | 3.39 | 2.9 | 3 | 1.03 | 3.22 | 2.708 | 0.66373
2014-04-13 15:00 | 2009-04-13 | 880:00 | 2.62 | 2.57 | 2.34 | 0.82 | 2.53 | 2.176 | 0.53333
2014-04-13 16:00 | 2009-04-13 | 881:00 | 1.66 | 1.08 | 1.7 | 0.39 | 1.6 | 1.286 | 0.3152
2014-04-13 17:00 | 2009-04-13 | 882:00 | 0.58 | 0.81 | 1.2 | 0.2 | 0.57 | 0.672 | 0.16471
2014-04-13 18:00 | 2009-04-13 | 883:00 | 0.23 | 0.24 | 0.44 | 0.12 | 0.17 | 0.24 | 0.058824
2014-04-13 19:00 | 2009-04-13 | 884:00 | 0.07 | 0.03 | 0.19 | 0.03 | 0.06 | 0.076 | 0.018627
2014-04-13 20:00 | 2009-04-13 | 885:00 | 0 | 0 | 0.04 | 0 | 0 | 0.008 | 0.0019608
2014-04-13 21:00 | 2009-04-13 | 886:00 | 0 | 0 | 0 | 0 | 0 | 0 | 0
2014-04-13 22:00 | 2009-04-13 | 887:00 | 0 | 0 | 0 | 0 | 0 | 0 | 0
2014-04-13 23:00 | 2009-04-13 | 888:00 | 0 | 0 | 0 | 0 | 0 | 0 | 0
2014-04-14 | 2009-04-14 | 889:00 | 0 | 0 | 0 | 0 | 0 | 0 | 0
2014-04-14 01:00 | 2009-04-14 | 890:00 | 0 | 0 | 0 | 0 | 0 | 0 | 0
2014-04-14 02:00 | 2009-04-14 | 891:00 | 0 | 0 | 0 | 0 | 0 | 0 | 0
2014-04-14 03:00 | 2009-04-14 | 892:00 | 0 | 0 | 0 | 0 | 0 | 0 | 0
2014-04-14 04:00 | 2009-04-14 | 893:00 | 0 | 0 | 0 | 0 | 0 | 0 | 0
2014-04-14 05:00 | 2009-04-14 | 894:00 | 0 | 0 | 0 | 0 | 0 | 0 | 0
2014-04-14 06:00 | 2009-04-14 | 895:00 | 0.22 | 0.15 | 0 | 0.02 | 0.14 | 0.106 | 0.02598
2014-04-14 07:00 | 2009-04-14 | 896:00 | 1.12 | 0.86 | 0.15 | 0.18 | 1.19 | 0.7 | 0.17157
2014-04-14 08:00 | 2009-04-14 | 897:00 | 2.02 | 1.78 | 1.06 | 0.46 | 2.28 | 1.52 | 0.37255
2014-04-14 09:00 | 2009-04-14 | 898:00 | 2.77 | 2.69 | 2.07 | 1.03 | 3.1 | 2.332 | 0.57157
2014-04-14 10:00 | 2009-04-14 | 899:00 | 3.35 | 2.97 | 2.89 | 2.31 | 3.28 | 2.96 | 0.72549
2014-04-14 11:00 | 2009-04-14 | 900:00 | 3.6 | 2.06 | 3.07 | 2.33 | 3.25 | 2.862 | 0.70147
2014-04-14 12:00 | 2009-04-14 | 901:00 | 3.65 | 2.97 | 1.69 | 3.47 | 3.52 | 3.06 | 0.75
2014-04-14 13:00 | 2009-04-14 | 902:00 | 3.51 | 3.52 | 2.34 | 3.42 | 3.61 | 3.28 | 0.80392
2014-04-14 14:00 | 2009-04-14 | 903:00 | 3.11 | 3.06 | 2.24 | 2.91 | 3.22 | 2.908 | 0.71275
2014-04-14 15:00 | 2009-04-14 | 904:00 | 2.39 | 1.53 | 2.4 | 2.18 | 2.51 | 2.202 | 0.53971
2014-04-14 16:00 | 2009-04-14 | 905:00 | 1.53 | 1.66 | 1.34 | 1.61 | 1.58 | 1.544 | 0.37843
2014-04-14 17:00 | 2009-04-14 | 906:00 | 0.59 | 0.71 | 1.11 | 0.55 | 0.59 | 0.71 | 0.17402
2014-04-14 18:00 | 2009-04-14 | 907:00 | 0.25 | 0.24 | 0.62 | 0.2 | 0.14 | 0.29 | 0.071078
2014-04-14 19:00 | 2009-04-14 | 908:00 | 0.07 | 0.09 | 0.24 | 0.06 | 0.07 | 0.106 | 0.02598
2014-04-14 20:00 | 2009-04-14 | 909:00 | 0 | 0 | 0.08 | 0 | 0 | 0.016 | 0.0039216
2014-04-14 21:00 | 2009-04-14 | 910:00 | 0 | 0 | 0 | 0 | 0 | 0 | 0
2014-04-14 22:00 | 2009-04-14 | 911:00 | 0 | 0 | 0 | 0 | 0 | 0 | 0
2014-04-14 23:00 | 2009-04-14 | 912:00 | 0 | 0 | 0 | 0 | 0 | 0 | 0
2014-04-15 | 2009-04-15 | 913:00 | 0 | 0 | 0 | 0 | 0 | 0 | 0
2014-04-15 01:00 | 2009-04-15 | 914:00 | 0 | 0 | 0 | 0 | 0 | 0 | 0
2014-04-15 02:00 | 2009-04-15 | 915:00 | 0 | 0 | 0 | 0 | 0 | 0 | 0
2014-04-15 03:00 | 2009-04-15 | 916:00 | 0 | 0 | 0 | 0 | 0 | 0 | 0
2014-04-15 04:00 | 2009-04-15 | 917:00 | 0 | 0 | 0 | 0 | 0 | 0 | 0
2014-04-15 05:00 | 2009-04-15 | 918:00 | 0 | 0 | 0 | 0 | 0 | 0 | 0
2014-04-15 06:00 | 2009-04-15 | 919:00 | 0.19 | 0.1 | 0 | 0.23 | 0.18 | 0.14 | 0.034314
2014-04-15 07:00 | 2009-04-15 | 920:00 | 0.54 | 0.81 | 0.04 | 0.57 | 0.81 | 0.554 | 0.13578
2014-04-15 08:00 | 2009-04-15 | 921:00 | 1.09 | 1.63 | 0.17 | 1.96 | 2.15 | 1.4 | 0.34314
2014-04-15 09:00 | 2009-04-15 | 922:00 | 2.02 | 2.13 | 0.54 | 2.9 | 2.93 | 2.104 | 0.51569
2014-04-15 10:00 | 2009-04-15 | 923:00 | 2.41 | 2.41 | 0.43 | 2.49 | 3.37 | 2.222 | 0.54461
2014-04-15 11:00 | 2009-04-15 | 924:00 | 1.63 | 3.58 | 0.4 | 3.19 | 3.52 | 2.464 | 0.60392
2014-04-15 12:00 | 2009-04-15 | 925:00 | 1.77 | 3.5 | 0.71 | 3.05 | 3.44 | 2.494 | 0.61127
2014-04-15 13:00 | 2009-04-15 | 926:00 | 1.65 | 3.29 | 1.1 | 2.26 | 3.53 | 2.366 | 0.5799
2014-04-15 14:00 | 2009-04-15 | 927:00 | 1.03 | 2.85 | 1.62 | 1.55 | 2.27 | 1.864 | 0.45686
2014-04-15 15:00 | 2009-04-15 | 928:00 | 0.67 | 2.24 | 1.39 | 1.03 | 2.38 | 1.542 | 0.37794
2014-04-15 16:00 | 2009-04-15 | 929:00 | 0.52 | 1.38 | 1.48 | 0.48 | 1.65 | 1.102 | 0.2701
2014-04-15 17:00 | 2009-04-15 | 930:00 | 0.58 | 0.51 | 0.62 | 0.34 | 0.61 | 0.532 | 0.13039
2014-04-15 18:00 | 2009-04-15 | 931:00 | 0.27 | 0.28 | 0.28 | 0.24 | 0.14 | 0.242 | 0.059314
2014-04-15 19:00 | 2009-04-15 | 932:00 | 0.08 | 0.1 | 0.19 | 0.05 | 0.05 | 0.094 | 0.023039
2014-04-15 20:00 | 2009-04-15 | 933:00 | 0 | 0 | 0.04 | 0 | 0 | 0.008 | 0.0019608
2014-04-15 21:00 | 2009-04-15 | 934:00 | 0 | 0 | 0 | 0 | 0 | 0 | 0
2014-04-15 22:00 | 2009-04-15 | 935:00 | 0 | 0 | 0 | 0 | 0 | 0 | 0
2014-04-15 23:00 | 2009-04-15 | 936:00 | 0 | 0 | 0 | 0 | 0 | 0 | 0
2014-04-16 | 2009-04-16 | 937:00 | 0 | 0 | 0 | 0 | 0 | 0 | 0
2014-04-16 01:00 | 2009-04-16 | 938:00 | 0 | 0 | 0 | 0 | 0 | 0 | 0
2014-04-16 02:00 | 2009-04-16 | 939:00 | 0 | 0 | 0 | 0 | 0 | 0 | 0
2014-04-16 03:00 | 2009-04-16 | 940:00 | 0 | 0 | 0 | 0 | 0 | 0 | 0
2014-04-16 04:00 | 2009-04-16 | 941:00 | 0 | 0 | 0 | 0 | 0 | 0 | 0
2014-04-16 05:00 | 2009-04-16 | 942:00 | 0 | 0 | 0 | 0 | 0 | 0 | 0
2014-04-16 06:00 | 2009-04-16 | 943:00 | 0.1 | 0.21 | 0 | 0.23 | 0.06 | 0.12 | 0.029412
2014-04-16 07:00 | 2009-04-16 | 944:00 | 0.83 | 1.03 | 0.05 | 1.07 | 0.18 | 0.632 | 0.1549
2014-04-16 08:00 | 2009-04-16 | 945:00 | 0.06 | 1.98 | 0.22 | 2 | 0.3 | 0.912 | 0.22353
2014-04-16 09:00 | 2009-04-16 | 946:00 | 1.36 | 2.49 | 1.02 | 2.79 | 0.36 | 1.604 | 0.39314
2014-04-16 10:00 | 2009-04-16 | 947:00 | 1.7 | 3.18 | 1.75 | 3.33 | 0.62 | 2.116 | 0.51863
2014-04-16 11:00 | 2009-04-16 | 948:00 | 1.19 | 3.5 | 2.23 | 3.48 | 0.84 | 2.248 | 0.55098
2014-04-16 12:00 | 2009-04-16 | 949:00 | 2.02 | 3.57 | 1.32 | 3.06 | 0.93 | 2.18 | 0.53431
2014-04-16 13:00 | 2009-04-16 | 950:00 | 2.02 | 3.37 | 1.36 | 2.36 | 0.98 | 2.018 | 0.49461
2014-04-16 14:00 | 2009-04-16 | 951:00 | 1.99 | 2.98 | 1 | 1.46 | 0.77 | 1.64 | 0.40196
2014-04-16 15:00 | 2009-04-16 | 952:00 | 0.98 | 2.1 | 0.98 | 1.01 | 0.54 | 1.122 | 0.275
2014-04-16 16:00 | 2009-04-16 | 953:00 | 0.74 | 0.61 | 1.22 | 0.77 | 0.37 | 0.742 | 0.18186
2014-04-16 17:00 | 2009-04-16 | 954:00 | 0.44 | 0.49 | 0.57 | 0.54 | 0.23 | 0.454 | 0.11127
2014-04-16 18:00 | 2009-04-16 | 955:00 | 0.22 | 0.25 | 0.5 | 0.19 | 0.16 | 0.264 | 0.064706
2014-04-16 19:00 | 2009-04-16 | 956:00 | 0.05 | 0.05 | 0.24 | 0.04 | 0.03 | 0.082 | 0.020098
2014-04-16 20:00 | 2009-04-16 | 957:00 | 0 | 0 | 0.06 | 0 | 0 | 0.012 | 0.0029412
2014-04-16 21:00 | 2009-04-16 | 958:00 | 0 | 0 | 0 | 0 | 0 | 0 | 0
2014-04-16 22:00 | 2009-04-16 | 959:00 | 0 | 0 | 0 | 0 | 0 | 0 | 0
2014-04-16 23:00 | 2009-04-16 | 960:00 | 0 | 0 | 0 | 0 | 0 | 0 | 0
2014-04-17 | 2009-04-17 | 961:00 | 0 | 0 | 0 | 0 | 0 | 0 | 0
2014-04-17 01:00 | 2009-04-17 | 962:00 | 0 | 0 | 0 | 0 | 0 | 0 | 0
2014-04-17 02:00 | 2009-04-17 | 963:00 | 0 | 0 | 0 | 0 | 0 | 0 | 0
2014-04-17 03:00 | 2009-04-17 | 964:00 | 0 | 0 | 0 | 0 | 0 | 0 | 0
2014-04-17 04:00 | 2009-04-17 | 965:00 | 0 | 0 | 0 | 0 | 0 | 0 | 0
2014-04-17 05:00 | 2009-04-17 | 966:00 | 0 | 0 | 0 | 0 | 0 | 0 | 0
2014-04-17 06:00 | 2009-04-17 | 967:00 | 0.02 | 0.08 | 0 | 0.09 | 0.03 | 0.044 | 0.010784
2014-04-17 07:00 | 2009-04-17 | 968:00 | 0.39 | 0.29 | 0.15 | 0.5 | 0.13 | 0.292 | 0.071569
2014-04-17 08:00 | 2009-04-17 | 969:00 | 0.64 | 1.08 | 0.69 | 1.59 | 0.46 | 0.892 | 0.21863
2014-04-17 09:00 | 2009-04-17 | 970:00 | 1.2 | 1.74 | 0.77 | 1.72 | 1.18 | 1.322 | 0.32402
2014-04-17 10:00 | 2009-04-17 | 971:00 | 0.78 | 3.32 | 1.72 | 1.59 | 1.52 | 1.786 | 0.43775
2014-04-17 11:00 | 2009-04-17 | 972:00 | 1.06 | 3.38 | 1.23 | 2.29 | 3.01 | 2.194 | 0.53775
2014-04-17 12:00 | 2009-04-17 | 973:00 | 1.29 | 1.97 | 1.64 | 1.97 | 1.98 | 1.77 | 0.43382
2014-04-17 13:00 | 2009-04-17 | 974:00 | 0.58 | 1.09 | 1.9 | 2.44 | 2.33 | 1.668 | 0.40882
2014-04-17 14:00 | 2009-04-17 | 975:00 | 0.14 | 0.7 | 2.46 | 2.16 | 0.9 | 1.272 | 0.31176
2014-04-17 15:00 | 2009-04-17 | 976:00 | 0.03 | 0.68 | 2.3 | 1.62 | 1.44 | 1.214 | 0.29755
2014-04-17 16:00 | 2009-04-17 | 977:00 | 0.04 | 0.81 | 1.94 | 1.13 | 1.14 | 1.012 | 0.24804
2014-04-17 17:00 | 2009-04-17 | 978:00 | 0.08 | 0.48 | 1.41 | 0.58 | 0.53 | 0.616 | 0.15098
2014-04-17 18:00 | 2009-04-17 | 979:00 | 0.06 | 0.31 | 0.71 | 0.14 | 0.26 | 0.296 | 0.072549
2014-04-17 19:00 | 2009-04-17 | 980:00 | 0.03 | 0.09 | 0.25 | 0.05 | 0.07 | 0.098 | 0.02402
2014-04-17 20:00 | 2009-04-17 | 981:00 | 0 | 0 | 0.09 | 0 | 0 | 0.018 | 0.0044118
2014-04-17 21:00 | 2009-04-17 | 982:00 | 0 | 0 | 0 | 0 | 0 | 0 | 0
2014-04-17 22:00 | 2009-04-17 | 983:00 | 0 | 0 | 0 | 0 | 0 | 0 | 0
2014-04-17 23:00 | 2009-04-17 | 984:00 | 0 | 0 | 0 | 0 | 0 | 0 | 0
2014-04-18 | 2009-04-18 | 985:00 | 0 | 0 | 0 | 0 | 0 | 0 | 0
2014-04-18 01:00 | 2009-04-18 | 986:00 | 0 | 0 | 0 | 0 | 0 | 0 | 0
2014-04-18 02:00 | 2009-04-18 | 987:00 | 0 | 0 | 0 | 0 | 0 | 0 | 0
2014-04-18 03:00 | 2009-04-18 | 988:00 | 0 | 0 | 0 | 0 | 0 | 0 | 0
2014-04-18 04:00 | 2009-04-18 | 989:00 | 0 | 0 | 0 | 0 | 0 | 0 | 0
2014-04-18 05:00 | 2009-04-18 | 990:00 | 0 | 0 | 0 | 0 | 0 | 0 | 0
2014-04-18 06:00 | 2009-04-18 | 991:00 | 0.11 | 0.21 | 0 | 0.25 | 0.01 | 0.116 | 0.028431
2014-04-18 07:00 | 2009-04-18 | 992:00 | 0.58 | 1.03 | 0.02 | 1.25 | 0.03 | 0.582 | 0.14265
2014-04-18 08:00 | 2009-04-18 | 993:00 | 1.07 | 2.28 | 0.1 | 2.17 | 0.06 | 1.136 | 0.27843
2014-04-18 09:00 | 2009-04-18 | 994:00 | 2.33 | 2.89 | 0.25 | 2.9 | 0.15 | 1.704 | 0.41765
2014-04-18 10:00 | 2009-04-18 | 995:00 | 3.14 | 3.5 | 1.79 | 3.36 | 0.39 | 2.436 | 0.59706
2014-04-18 11:00 | 2009-04-18 | 996:00 | 3.45 | 2.63 | 2.2 | 3.48 | 0.84 | 2.52 | 0.61765
2014-04-18 12:00 | 2009-04-18 | 997:00 | 3.09 | 2.8 | 2.34 | 2.16 | 1.62 | 2.402 | 0.58873
2014-04-18 13:00 | 2009-04-18 | 998:00 | 2.78 | 2.72 | 1.74 | 1.75 | 1.48 | 2.094 | 0.51324
2014-04-18 14:00 | 2009-04-18 | 999:00 | 3.33 | 2.58 | 2.54 | 1.53 | 1.42 | 2.28 | 0.55882
2014-04-18 15:00 | 2009-04-18 | 1000:00 | 2.8 | 2.6 | 2.57 | 1.03 | 0.98 | 1.996 | 0.48922
2014-04-18 16:00 | 2009-04-18 | 1001:00 | 1.48 | 1.67 | 1.53 | 1.35 | 0.88 | 1.382 | 0.33873
2014-04-18 17:00 | 2009-04-18 | 1002:00 | 0.83 | 0.58 | 1.06 | 0.74 | 0.35 | 0.712 | 0.17451
2014-04-18 18:00 | 2009-04-18 | 1003:00 | 0.19 | 0.2 | 0.43 | 0.3 | 0.16 | 0.256 | 0.062745
2014-04-18 19:00 | 2009-04-18 | 1004:00 | 0.07 | 0.06 | 0.24 | 0.14 | 0.03 | 0.108 | 0.026471
2014-04-18 20:00 | 2009-04-18 | 1005:00 | 0 | 0 | 0.09 | 0.01 | 0 | 0.02 | 0.004902
2014-04-18 21:00 | 2009-04-18 | 1006:00 | 0 | 0 | 0 | 0 | 0 | 0 | 0
2014-04-18 22:00 | 2009-04-18 | 1007:00 | 0 | 0 | 0 | 0 | 0 | 0 | 0
2014-04-18 23:00 | 2009-04-18 | 1008:00 | 0 | 0 | 0 | 0 | 0 | 0 | 0
2014-04-19 | 2009-04-19 | 1009:00 | 0 | 0 | 0 | 0 | 0 | 0 | 0
2014-04-19 01:00 | 2009-04-19 | 1010:00 | 0 | 0 | 0 | 0 | 0 | 0 | 0
2014-04-19 02:00 | 2009-04-19 | 1011:00 | 0 | 0 | 0 | 0 | 0 | 0 | 0
2014-04-19 03:00 | 2009-04-19 | 1012:00 | 0 | 0 | 0 | 0 | 0 | 0 | 0
2014-04-19 04:00 | 2009-04-19 | 1013:00 | 0 | 0 | 0 | 0 | 0 | 0 | 0
2014-04-19 05:00 | 2009-04-19 | 1014:00 | 0.01 | 0.01 | 0 | 0 | 0 | 0.004 | 0.00098039
2014-04-19 06:00 | 2009-04-19 | 1015:00 | 0.31 | 0.15 | 0 | 0.13 | 0 | 0.118 | 0.028922
2014-04-19 07:00 | 2009-04-19 | 1016:00 | 1.23 | 1.21 | 0.27 | 0.77 | 0 | 0.696 | 0.17059
2014-04-19 08:00 | 2009-04-19 | 1017:00 | 2.3 | 2.01 | 0.98 | 1.43 | 0.07 | 1.358 | 0.33284
2014-04-19 09:00 | 2009-04-19 | 1018:00 | 2.97 | 2.3 | 1.39 | 2.34 | 0.34 | 1.868 | 0.45784
2014-04-19 10:00 | 2009-04-19 | 1019:00 | 3.57 | 1.73 | 2.41 | 3.22 | 0.91 | 2.368 | 0.58039
2014-04-19 11:00 | 2009-04-19 | 1020:00 | 3.57 | 3.24 | 2.67 | 3.27 | 1.74 | 2.898 | 0.71029
2014-04-19 12:00 | 2009-04-19 | 1021:00 | 2.16 | 2.16 | 2.75 | 2.54 | 1.79 | 2.28 | 0.55882
2014-04-19 13:00 | 2009-04-19 | 1022:00 | 1.68 | 2.56 | 2.85 | 2.75 | 1.86 | 2.34 | 0.57353
2014-04-19 14:00 | 2009-04-19 | 1023:00 | 3.01 | 2.21 | 2.69 | 1.34 | 2.21 | 2.292 | 0.56176
2014-04-19 15:00 | 2009-04-19 | 1024:00 | 2.05 | 2.4 | 3.01 | 1.49 | 1.57 | 2.104 | 0.51569
2014-04-19 16:00 | 2009-04-19 | 1025:00 | 1.58 | 1.39 | 2.3 | 1.06 | 0.81 | 1.428 | 0.35
2014-04-19 17:00 | 2009-04-19 | 1026:00 | 0.76 | 0.47 | 1.66 | 0.37 | 0.54 | 0.76 | 0.18627
2014-04-19 18:00 | 2009-04-19 | 1027:00 | 0.32 | 0.27 | 0.69 | 0.18 | 0.38 | 0.368 | 0.090196
2014-04-19 19:00 | 2009-04-19 | 1028:00 | 0.1 | 0.07 | 0.22 | 0.07 | 0.14 | 0.12 | 0.029412
2014-04-19 20:00 | 2009-04-19 | 1029:00 | 0 | 0 | 0.08 | 0 | 0.02 | 0.02 | 0.004902
2014-04-19 21:00 | 2009-04-19 | 1030:00 | 0 | 0 | 0 | 0 | 0 | 0 | 0
2014-04-19 22:00 | 2009-04-19 | 1031:00 | 0 | 0 | 0 | 0 | 0 | 0 | 0
2014-04-19 23:00 | 2009-04-19 | 1032:00 | 0 | 0 | 0 | 0 | 0 | 0 | 0
2014-04-20 | 2009-04-20 | 1033:00 | 0 | 0 | 0 | 0 | 0 | 0 | 0
2014-04-20 01:00 | 2009-04-20 | 1034:00 | 0 | 0 | 0 | 0 | 0 | 0 | 0
2014-04-20 02:00 | 2009-04-20 | 1035:00 | 0 | 0 | 0 | 0 | 0 | 0 | 0
2014-04-20 03:00 | 2009-04-20 | 1036:00 | 0 | 0 | 0 | 0 | 0 | 0 | 0
2014-04-20 04:00 | 2009-04-20 | 1037:00 | 0 | 0 | 0 | 0 | 0 | 0 | 0
2014-04-20 05:00 | 2009-04-20 | 1038:00 | 0 | 0 | 0 | 0 | 0.01 | 0.002 | 0.0004902
2014-04-20 06:00 | 2009-04-20 | 1039:00 | 0.12 | 0.13 | 0 | 0.09 | 0.29 | 0.126 | 0.030882
2014-04-20 07:00 | 2009-04-20 | 1040:00 | 0.5 | 0.42 | 0.08 | 0.38 | 1.2 | 0.516 | 0.12647
2014-04-20 08:00 | 2009-04-20 | 1041:00 | 1.67 | 0.65 | 0.41 | 0.93 | 2.15 | 1.162 | 0.2848
2014-04-20 09:00 | 2009-04-20 | 1042:00 | 2.94 | 1.78 | 0.94 | 1.16 | 2.93 | 1.95 | 0.47794
2014-04-20 10:00 | 2009-04-20 | 1043:00 | 2.43 | 1.85 | 1.42 | 1.23 | 3.47 | 2.08 | 0.5098
2014-04-20 11:00 | 2009-04-20 | 1044:00 | 1.32 | 0.52 | 1.81 | 1.94 | 3.61 | 1.84 | 0.45098
2014-04-20 12:00 | 2009-04-20 | 1045:00 | 2.34 | 0.45 | 1.64 | 2 | 3.63 | 2.012 | 0.49314
2014-04-20 13:00 | 2009-04-20 | 1046:00 | 2.05 | 0.72 | 1.64 | 2.64 | 3.54 | 2.118 | 0.51912
2014-04-20 14:00 | 2009-04-20 | 1047:00 | 2.13 | 0.61 | 1.56 | 1.42 | 3.24 | 1.792 | 0.43922
2014-04-20 15:00 | 2009-04-20 | 1048:00 | 2.08 | 0.64 | 1.83 | 0.66 | 2.57 | 1.556 | 0.38137
2014-04-20 16:00 | 2009-04-20 | 1049:00 | 1.27 | 0.74 | 1.24 | 1.57 | 1.66 | 1.296 | 0.31765
2014-04-20 17:00 | 2009-04-20 | 1050:00 | 0.69 | 0.45 | 0.8 | 0.57 | 0.65 | 0.632 | 0.1549
2014-04-20 18:00 | 2009-04-20 | 1051:00 | 0.28 | 0.23 | 0.54 | 0.22 | 0.17 | 0.288 | 0.070588
2014-04-20 19:00 | 2009-04-20 | 1052:00 | 0.1 | 0.05 | 0.27 | 0.09 | 0.07 | 0.116 | 0.028431
2014-04-20 20:00 | 2009-04-20 | 1053:00 | 0 | 0 | 0.1 | 0 | 0 | 0.02 | 0.004902
2014-04-20 21:00 | 2009-04-20 | 1054:00 | 0 | 0 | 0 | 0 | 0 | 0 | 0
2014-04-20 22:00 | 2009-04-20 | 1055:00 | 0 | 0 | 0 | 0 | 0 | 0 | 0
2014-04-20 23:00 | 2009-04-20 | 1056:00 | 0 | 0 | 0 | 0 | 0 | 0 | 0
2014-04-21 | 2009-04-21 | 1057:00 | 0 | 0 | 0 | 0 | 0 | 0 | 0
2014-04-21 01:00 | 2009-04-21 | 1058:00 | 0 | 0 | 0 | 0 | 0 | 0 | 0
2014-04-21 02:00 | 2009-04-21 | 1059:00 | 0 | 0 | 0 | 0 | 0 | 0 | 0
2014-04-21 03:00 | 2009-04-21 | 1060:00 | 0 | 0 | 0 | 0 | 0 | 0 | 0
2014-04-21 04:00 | 2009-04-21 | 1061:00 | 0 | 0 | 0 | 0 | 0 | 0 | 0
2014-04-21 05:00 | 2009-04-21 | 1062:00 | 0.01 | 0 | 0 | 0 | 0.01 | 0.004 | 0.00098039
2014-04-21 06:00 | 2009-04-21 | 1063:00 | 0.12 | 0.34 | 0.01 | 0.12 | 0.35 | 0.188 | 0.046078
2014-04-21 07:00 | 2009-04-21 | 1064:00 | 0.43 | 1.15 | 0.23 | 1.28 | 1.33 | 0.884 | 0.21667
2014-04-21 08:00 | 2009-04-21 | 1065:00 | 1.29 | 2.37 | 0.64 | 1.96 | 2.37 | 1.726 | 0.42304
2014-04-21 09:00 | 2009-04-21 | 1066:00 | 2.4 | 2.8 | 1.57 | 3.32 | 3.13 | 2.644 | 0.64804
2014-04-21 10:00 | 2009-04-21 | 1067:00 | 2.42 | 2.99 | 1.08 | 2.89 | 3.57 | 2.59 | 0.6348
2014-04-21 11:00 | 2009-04-21 | 1068:00 | 3.15 | 2.03 | 1.87 | 3.16 | 3.66 | 2.774 | 0.6799
2014-04-21 12:00 | 2009-04-21 | 1069:00 | 3.64 | 2.81 | 2.67 | 2.91 | 3.66 | 3.138 | 0.76912
2014-04-21 13:00 | 2009-04-21 | 1070:00 | 3.58 | 2.65 | 2.53 | 2.67 | 3.47 | 2.98 | 0.73039
2014-04-21 14:00 | 2009-04-21 | 1071:00 | 3.24 | 2.47 | 2.13 | 2.41 | 3.14 | 2.678 | 0.65637
2014-04-21 15:00 | 2009-04-21 | 1072:00 | 2.57 | 2.28 | 1.86 | 1.48 | 2.32 | 2.102 | 0.5152
2014-04-21 16:00 | 2009-04-21 | 1073:00 | 1.85 | 1.61 | 1.16 | 1.46 | 1.52 | 1.52 | 0.37255
2014-04-21 17:00 | 2009-04-21 | 1074:00 | 0.74 | 0.63 | 1.31 | 0.68 | 0.64 | 0.8 | 0.19608
2014-04-21 18:00 | 2009-04-21 | 1075:00 | 0.24 | 0.16 | 0.65 | 0.13 | 0.28 | 0.292 | 0.071569
2014-04-21 19:00 | 2009-04-21 | 1076:00 | 0.09 | 0.06 | 0.23 | 0.06 | 0.1 | 0.108 | 0.026471
2014-04-21 20:00 | 2009-04-21 | 1077:00 | 0 | 0 | 0.07 | 0.01 | 0.01 | 0.018 | 0.0044118
2014-04-21 21:00 | 2009-04-21 | 1078:00 | 0 | 0 | 0 | 0 | 0 | 0 | 0
2014-04-21 22:00 | 2009-04-21 | 1079:00 | 0 | 0 | 0 | 0 | 0 | 0 | 0
2014-04-21 23:00 | 2009-04-21 | 1080:00 | 0 | 0 | 0 | 0 | 0 | 0 | 0
2014-04-22 | 2009-04-22 | 1081:00 | 0 | 0 | 0 | 0 | 0 | 0 | 0
2014-04-22 01:00 | 2009-04-22 | 1082:00 | 0 | 0 | 0 | 0 | 0 | 0 | 0
2014-04-22 02:00 | 2009-04-22 | 1083:00 | 0 | 0 | 0 | 0 | 0 | 0 | 0
2014-04-22 03:00 | 2009-04-22 | 1084:00 | 0 | 0 | 0 | 0 | 0 | 0 | 0
2014-04-22 04:00 | 2009-04-22 | 1085:00 | 0 | 0 | 0 | 0 | 0 | 0 | 0
2014-04-22 05:00 | 2009-04-22 | 1086:00 | 0.01 | 0.01 | 0 | 0.01 | 0.01 | 0.008 | 0.0019608
2014-04-22 06:00 | 2009-04-22 | 1087:00 | 0.36 | 0.25 | 0.02 | 0.41 | 0.09 | 0.226 | 0.055392
2014-04-22 07:00 | 2009-04-22 | 1088:00 | 1.22 | 0.84 | 0.25 | 1.33 | 0.31 | 0.79 | 0.19363
2014-04-22 08:00 | 2009-04-22 | 1089:00 | 2.19 | 2.02 | 0.74 | 2.31 | 0.34 | 1.52 | 0.37255
2014-04-22 09:00 | 2009-04-22 | 1090:00 | 2.66 | 3.07 | 1.74 | 3.04 | 0.72 | 2.246 | 0.55049
2014-04-22 10:00 | 2009-04-22 | 1091:00 | 3.43 | 3.18 | 2.2 | 3.14 | 1.45 | 2.68 | 0.65686
2014-04-22 11:00 | 2009-04-22 | 1092:00 | 3.65 | 3.5 | 1.64 | 3.53 | 2.22 | 2.908 | 0.71275
2014-04-22 12:00 | 2009-04-22 | 1093:00 | 3.66 | 3.62 | 0.78 | 3.5 | 1.55 | 2.622 | 0.64265
2014-04-22 13:00 | 2009-04-22 | 1094:00 | 3.5 | 2.73 | 0.69 | 3.34 | 2.84 | 2.62 | 0.64216
2014-04-22 14:00 | 2009-04-22 | 1095:00 | 3.06 | 3.35 | 0.93 | 2.71 | 2.34 | 2.478 | 0.60735
2014-04-22 15:00 | 2009-04-22 | 1096:00 | 2.47 | 2.37 | 0.74 | 1.94 | 2.52 | 2.008 | 0.49216
2014-04-22 16:00 | 2009-04-22 | 1097:00 | 1.6 | 1.68 | 0.49 | 1.31 | 0.96 | 1.208 | 0.29608
2014-04-22 17:00 | 2009-04-22 | 1098:00 | 0.61 | 0.61 | 0.37 | 0.74 | 0.62 | 0.59 | 0.14461
2014-04-22 18:00 | 2009-04-22 | 1099:00 | 0.15 | 0.13 | 0.25 | 0.33 | 0.14 | 0.2 | 0.04902
2014-04-22 19:00 | 2009-04-22 | 1100:00 | 0.07 | 0.06 | 0.1 | 0.1 | 0.06 | 0.078 | 0.019118
2014-04-22 20:00 | 2009-04-22 | 1101:00 | 0.01 | 0.01 | 0.02 | 0 | 0.01 | 0.01 | 0.002451
2014-04-22 21:00 | 2009-04-22 | 1102:00 | 0 | 0 | 0 | 0 | 0 | 0 | 0
2014-04-22 22:00 | 2009-04-22 | 1103:00 | 0 | 0 | 0 | 0 | 0 | 0 | 0
2014-04-22 23:00 | 2009-04-22 | 1104:00 | 0 | 0 | 0 | 0 | 0 | 0 | 0
2014-04-23 | 2009-04-23 | 1105:00 | 0 | 0 | 0 | 0 | 0 | 0 | 0
2014-04-23 01:00 | 2009-04-23 | 1106:00 | 0 | 0 | 0 | 0 | 0 | 0 | 0
2014-04-23 02:00 | 2009-04-23 | 1107:00 | 0 | 0 | 0 | 0 | 0 | 0 | 0
2014-04-23 03:00 | 2009-04-23 | 1108:00 | 0 | 0 | 0 | 0 | 0 | 0 | 0
2014-04-23 04:00 | 2009-04-23 | 1109:00 | 0 | 0 | 0 | 0 | 0 | 0 | 0
2014-04-23 05:00 | 2009-04-23 | 1110:00 | 0.01 | 0.01 | 0 | 0.01 | 0.01 | 0.008 | 0.0019608
2014-04-23 06:00 | 2009-04-23 | 1111:00 | 0.27 | 0.47 | 0.01 | 0.21 | 0.4 | 0.272 | 0.066667
2014-04-23 07:00 | 2009-04-23 | 1112:00 | 1.2 | 1.4 | 0.17 | 0.78 | 1.39 | 0.988 | 0.24216
2014-04-23 08:00 | 2009-04-23 | 1113:00 | 2.16 | 2.33 | 0.54 | 1.71 | 2.34 | 1.816 | 0.4451
2014-04-23 09:00 | 2009-04-23 | 1114:00 | 2.82 | 3.05 | 2.31 | 2.39 | 2.77 | 2.668 | 0.65392
2014-04-23 10:00 | 2009-04-23 | 1115:00 | 3.34 | 3.51 | 3.17 | 2.56 | 3.24 | 3.164 | 0.77549
2014-04-23 11:00 | 2009-04-23 | 1116:00 | 3.59 | 3.64 | 3.58 | 2.37 | 3.16 | 3.268 | 0.80098
2014-04-23 12:00 | 2009-04-23 | 1117:00 | 3.64 | 3.65 | 3.56 | 1.95 | 1.19 | 2.798 | 0.68578
2014-04-23 13:00 | 2009-04-23 | 1118:00 | 3.33 | 3.63 | 3.63 | 2.32 | 0.96 | 2.774 | 0.6799
2014-04-23 14:00 | 2009-04-23 | 1119:00 | 2.77 | 2.33 | 3.56 | 2.52 | 0.89 | 2.414 | 0.59167
2014-04-23 15:00 | 2009-04-23 | 1120:00 | 1.98 | 2.39 | 3.16 | 0.24 | 0.74 | 1.702 | 0.41716
2014-04-23 16:00 | 2009-04-23 | 1121:00 | 0.86 | 1.94 | 2.53 | 0.53 | 0.58 | 1.288 | 0.31569
2014-04-23 17:00 | 2009-04-23 | 1122:00 | 0.5 | 0.91 | 1.63 | 0.12 | 0.45 | 0.722 | 0.17696
2014-04-23 18:00 | 2009-04-23 | 1123:00 | 0.24 | 0.33 | 0.61 | 0.13 | 0.23 | 0.308 | 0.07549
2014-04-23 19:00 | 2009-04-23 | 1124:00 | 0.06 | 0.18 | 0.14 | 0.1 | 0.05 | 0.106 | 0.02598
2014-04-23 20:00 | 2009-04-23 | 1125:00 | 0 | 0.01 | 0.07 | 0 | 0 | 0.016 | 0.0039216
2014-04-23 21:00 | 2009-04-23 | 1126:00 | 0 | 0 | 0.01 | 0 | 0 | 0.002 | 0.0004902
2014-04-23 22:00 | 2009-04-23 | 1127:00 | 0 | 0 | 0 | 0 | 0 | 0 | 0
2014-04-23 23:00 | 2009-04-23 | 1128:00 | 0 | 0 | 0 | 0 | 0 | 0 | 0
2014-04-24 | 2009-04-24 | 1129:00 | 0 | 0 | 0 | 0 | 0 | 0 | 0
2014-04-24 01:00 | 2009-04-24 | 1130:00 | 0 | 0 | 0 | 0 | 0 | 0 | 0
2014-04-24 02:00 | 2009-04-24 | 1131:00 | 0 | 0 | 0 | 0 | 0 | 0 | 0
2014-04-24 03:00 | 2009-04-24 | 1132:00 | 0 | 0 | 0 | 0 | 0 | 0 | 0
2014-04-24 04:00 | 2009-04-24 | 1133:00 | 0 | 0 | 0 | 0 | 0 | 0 | 0
2014-04-24 05:00 | 2009-04-24 | 1134:00 | 0.01 | 0.02 | 0 | 0 | 0 | 0.006 | 0.0014706
2014-04-24 06:00 | 2009-04-24 | 1135:00 | 0.04 | 0.48 | 0.02 | 0.14 | 0.05 | 0.146 | 0.035784
2014-04-24 07:00 | 2009-04-24 | 1136:00 | 0.07 | 1.41 | 0.47 | 0.49 | 0.16 | 0.52 | 0.12745
2014-04-24 08:00 | 2009-04-24 | 1137:00 | 0.07 | 2.34 | 1.35 | 0.96 | 0.17 | 0.978 | 0.23971
2014-04-24 09:00 | 2009-04-24 | 1138:00 | 0.39 | 3.06 | 2.3 | 1.51 | 0.17 | 1.486 | 0.36422
2014-04-24 10:00 | 2009-04-24 | 1139:00 | 1.4 | 3.16 | 3.05 | 3.42 | 0.3 | 2.266 | 0.55539
2014-04-24 11:00 | 2009-04-24 | 1140:00 | 3.05 | 3.66 | 3.56 | 3.59 | 0.46 | 2.864 | 0.70196
2014-04-24 12:00 | 2009-04-24 | 1141:00 | 2.95 | 3.66 | 3.62 | 3.43 | 0.38 | 2.808 | 0.68824
2014-04-24 13:00 | 2009-04-24 | 1142:00 | 3.61 | 3.29 | 3.13 | 3.53 | 0.32 | 2.776 | 0.68039
2014-04-24 14:00 | 2009-04-24 | 1143:00 | 3.01 | 2.16 | 3.57 | 2.99 | 0.51 | 2.448 | 0.6
2014-04-24 15:00 | 2009-04-24 | 1144:00 | 2.55 | 1.99 | 3.16 | 2.13 | 0.49 | 2.064 | 0.50588
2014-04-24 16:00 | 2009-04-24 | 1145:00 | 1.52 | 1.56 | 2.46 | 1.46 | 0.41 | 1.482 | 0.36324
2014-04-24 17:00 | 2009-04-24 | 1146:00 | 0.83 | 0.6 | 1.58 | 0.62 | 0.3 | 0.786 | 0.19265
2014-04-24 18:00 | 2009-04-24 | 1147:00 | 0.2 | 0.34 | 0.63 | 0.31 | 0.13 | 0.322 | 0.078922
2014-04-24 19:00 | 2009-04-24 | 1148:00 | 0.08 | 0.11 | 0.19 | 0.1 | 0.04 | 0.104 | 0.02549
2014-04-24 20:00 | 2009-04-24 | 1149:00 | 0.01 | 0.01 | 0.09 | 0.01 | 0 | 0.024 | 0.0058824
2014-04-24 21:00 | 2009-04-24 | 1150:00 | 0 | 0 | 0.01 | 0 | 0 | 0.002 | 0.0004902
2014-04-24 22:00 | 2009-04-24 | 1151:00 | 0 | 0 | 0 | 0 | 0 | 0 | 0
2014-04-24 23:00 | 2009-04-24 | 1152:00 | 0 | 0 | 0 | 0 | 0 | 0 | 0
2014-04-25 | 2009-04-25 | 1153:00 | 0 | 0 | 0 | 0 | 0 | 0 | 0
2014-04-25 01:00 | 2009-04-25 | 1154:00 | 0 | 0 | 0 | 0 | 0 | 0 | 0
2014-04-25 02:00 | 2009-04-25 | 1155:00 | 0 | 0 | 0 | 0 | 0 | 0 | 0
2014-04-25 03:00 | 2009-04-25 | 1156:00 | 0 | 0 | 0 | 0 | 0 | 0 | 0
2014-04-25 04:00 | 2009-04-25 | 1157:00 | 0 | 0 | 0 | 0 | 0 | 0 | 0
2014-04-25 05:00 | 2009-04-25 | 1158:00 | 0.01 | 0.03 | 0 | 0.03 | 0 | 0.014 | 0.0034314
2014-04-25 06:00 | 2009-04-25 | 1159:00 | 0.43 | 0.37 | 0.02 | 0.2 | 0.01 | 0.206 | 0.05049
2014-04-25 07:00 | 2009-04-25 | 1160:00 | 1.12 | 0.85 | 0.39 | 0.69 | 0.08 | 0.626 | 0.15343
2014-04-25 08:00 | 2009-04-25 | 1161:00 | 1.66 | 1.55 | 1.34 | 1.66 | 0.18 | 1.278 | 0.31324
2014-04-25 09:00 | 2009-04-25 | 1162:00 | 2.71 | 2.31 | 2.04 | 2.19 | 0.25 | 1.9 | 0.46569
2014-04-25 10:00 | 2009-04-25 | 1163:00 | 3.2 | 1.66 | 2.73 | 2.32 | 0.41 | 2.064 | 0.50588
2014-04-25 11:00 | 2009-04-25 | 1164:00 | 3.66 | 3.01 | 3.45 | 2.32 | 0.68 | 2.624 | 0.64314
2014-04-25 12:00 | 2009-04-25 | 1165:00 | 3.18 | 2.92 | 3.64 | 2.23 | 0.8 | 2.554 | 0.62598
2014-04-25 13:00 | 2009-04-25 | 1166:00 | 2.3 | 3.31 | 3.62 | 1.91 | 0.96 | 2.42 | 0.59314
2014-04-25 14:00 | 2009-04-25 | 1167:00 | 1.66 | 2.14 | 3.52 | 1.19 | 1.31 | 1.964 | 0.48137
2014-04-25 15:00 | 2009-04-25 | 1168:00 | 1.44 | 1.98 | 3.16 | 0.65 | 1.4 | 1.726 | 0.42304
2014-04-25 16:00 | 2009-04-25 | 1169:00 | 0.95 | 0.92 | 2.53 | 0.52 | 1.02 | 1.188 | 0.29118
2014-04-25 17:00 | 2009-04-25 | 1170:00 | 0.83 | 0.49 | 1.65 | 0.45 | 0.62 | 0.808 | 0.19804
2014-04-25 18:00 | 2009-04-25 | 1171:00 | 0.31 | 0.25 | 0.64 | 0.31 | 0.31 | 0.364 | 0.089216
2014-04-25 19:00 | 2009-04-25 | 1172:00 | 0.18 | 0.07 | 0.15 | 0.1 | 0.11 | 0.122 | 0.029902
2014-04-25 20:00 | 2009-04-25 | 1173:00 | 0.01 | 0 | 0.08 | 0 | 0.01 | 0.02 | 0.004902
2014-04-25 21:00 | 2009-04-25 | 1174:00 | 0 | 0 | 0.01 | 0 | 0 | 0.002 | 0.0004902
2014-04-25 22:00 | 2009-04-25 | 1175:00 | 0 | 0 | 0 | 0 | 0 | 0 | 0
2014-04-25 23:00 | 2009-04-25 | 1176:00 | 0 | 0 | 0 | 0 | 0 | 0 | 0
2014-04-26 | 2009-04-26 | 1177:00 | 0 | 0 | 0 | 0 | 0 | 0 | 0
2014-04-26 01:00 | 2009-04-26 | 1178:00 | 0 | 0 | 0 | 0 | 0 | 0 | 0
2014-04-26 02:00 | 2009-04-26 | 1179:00 | 0 | 0 | 0 | 0 | 0 | 0 | 0
2014-04-26 03:00 | 2009-04-26 | 1180:00 | 0 | 0 | 0 | 0 | 0 | 0 | 0
2014-04-26 04:00 | 2009-04-26 | 1181:00 | 0 | 0 | 0 | 0 | 0 | 0 | 0
2014-04-26 05:00 | 2009-04-26 | 1182:00 | 0.03 | 0.01 | 0 | 0 | 0 | 0.008 | 0.0019608
2014-04-26 06:00 | 2009-04-26 | 1183:00 | 0.46 | 0.12 | 0.02 | 0.1 | 0.09 | 0.158 | 0.038725
2014-04-26 07:00 | 2009-04-26 | 1184:00 | 1.36 | 0.73 | 0.43 | 0.37 | 0.27 | 0.632 | 0.1549
2014-04-26 08:00 | 2009-04-26 | 1185:00 | 2.22 | 1.68 | 1.39 | 0.56 | 0.45 | 1.26 | 0.30882
2014-04-26 09:00 | 2009-04-26 | 1186:00 | 2.97 | 2.81 | 2.34 | 1.6 | 0.69 | 2.082 | 0.51029
2014-04-26 10:00 | 2009-04-26 | 1187:00 | 3 | 3.45 | 3.04 | 1.7 | 0.97 | 2.432 | 0.59608
2014-04-26 11:00 | 2009-04-26 | 1188:00 | 3.34 | 3.13 | 2.48 | 0.69 | 1.34 | 2.196 | 0.53824
2014-04-26 12:00 | 2009-04-26 | 1189:00 | 2.93 | 2.93 | 2.97 | 1.44 | 1.55 | 2.364 | 0.57941
2014-04-26 13:00 | 2009-04-26 | 1190:00 | 2.93 | 2.42 | 3.58 | 1.49 | 1.99 | 2.482 | 0.60833
2014-04-26 14:00 | 2009-04-26 | 1191:00 | 2.52 | 2.39 | 3.58 | 1.1 | 2.03 | 2.324 | 0.56961
2014-04-26 15:00 | 2009-04-26 | 1192:00 | 2.17 | 1.26 | 2.34 | 0.49 | 1.56 | 1.564 | 0.38333
2014-04-26 16:00 | 2009-04-26 | 1193:00 | 1.53 | 0.77 | 2.25 | 0.32 | 1.01 | 1.176 | 0.28824
2014-04-26 17:00 | 2009-04-26 | 1194:00 | 0.76 | 0.47 | 1.57 | 0.22 | 0.55 | 0.714 | 0.175
2014-04-26 18:00 | 2009-04-26 | 1195:00 | 0.26 | 0.25 | 0.76 | 0.12 | 0.34 | 0.346 | 0.084804
2014-04-26 19:00 | 2009-04-26 | 1196:00 | 0.08 | 0.13 | 0.22 | 0.09 | 0.13 | 0.13 | 0.031863
2014-04-26 20:00 | 2009-04-26 | 1197:00 | 0.01 | 0 | 0.1 | 0.01 | 0.01 | 0.026 | 0.0063725
2014-04-26 21:00 | 2009-04-26 | 1198:00 | 0 | 0 | 0.01 | 0 | 0 | 0.002 | 0.0004902
2014-04-26 22:00 | 2009-04-26 | 1199:00 | 0 | 0 | 0 | 0 | 0 | 0 | 0
2014-04-26 23:00 | 2009-04-26 | 1200:00 | 0 | 0 | 0 | 0 | 0 | 0 | 0
2014-04-27 | 2009-04-27 | 1201:00 | 0 | 0 | 0 | 0 | 0 | 0 | 0
2014-04-27 01:00 | 2009-04-27 | 1202:00 | 0 | 0 | 0 | 0 | 0 | 0 | 0
2014-04-27 02:00 | 2009-04-27 | 1203:00 | 0 | 0 | 0 | 0 | 0 | 0 | 0
2014-04-27 03:00 | 2009-04-27 | 1204:00 | 0 | 0 | 0 | 0 | 0 | 0 | 0
2014-04-27 04:00 | 2009-04-27 | 1205:00 | 0 | 0 | 0 | 0 | 0 | 0 | 0
2014-04-27 05:00 | 2009-04-27 | 1206:00 | 0.04 | 0.04 | 0 | 0 | 0.03 | 0.022 | 0.0053922
2014-04-27 06:00 | 2009-04-27 | 1207:00 | 0.26 | 0.49 | 0.02 | 0.04 | 0.43 | 0.248 | 0.060784
2014-04-27 07:00 | 2009-04-27 | 1208:00 | 1.33 | 0.38 | 0.5 | 0.21 | 1.21 | 0.726 | 0.17794
2014-04-27 08:00 | 2009-04-27 | 1209:00 | 2.22 | 0.45 | 1.43 | 0.47 | 2.16 | 1.346 | 0.3299
2014-04-27 09:00 | 2009-04-27 | 1210:00 | 2.93 | 0.74 | 2.34 | 0.52 | 3.08 | 1.922 | 0.47108
2014-04-27 10:00 | 2009-04-27 | 1211:00 | 3.01 | 2.04 | 3.03 | 0.92 | 3.5 | 2.5 | 0.61275
2014-04-27 11:00 | 2009-04-27 | 1212:00 | 3.5 | 2.05 | 3.47 | 1.1 | 3.62 | 2.748 | 0.67353
2014-04-27 12:00 | 2009-04-27 | 1213:00 | 3.49 | 1.85 | 3.61 | 0.88 | 3.46 | 2.658 | 0.65147
2014-04-27 13:00 | 2009-04-27 | 1214:00 | 3.32 | 0.9 | 3.59 | 0.98 | 2.84 | 2.326 | 0.5701
2014-04-27 14:00 | 2009-04-27 | 1215:00 | 2.89 | 1.6 | 2.88 | 0.96 | 1.94 | 2.054 | 0.50343
2014-04-27 15:00 | 2009-04-27 | 1216:00 | 2.3 | 2.58 | 2.37 | 0.85 | 1.14 | 1.848 | 0.45294
2014-04-27 16:00 | 2009-04-27 | 1217:00 | 1.56 | 1.94 | 2.09 | 0.93 | 1 | 1.504 | 0.36863
2014-04-27 17:00 | 2009-04-27 | 1218:00 | 0.61 | 0.85 | 1.15 | 0.71 | 0.71 | 0.806 | 0.19755
2014-04-27 18:00 | 2009-04-27 | 1219:00 | 0.16 | 0.22 | 0.39 | 0.26 | 0.31 | 0.268 | 0.065686
2014-04-27 19:00 | 2009-04-27 | 1220:00 | 0.08 | 0.08 | 0.22 | 0.09 | 0.13 | 0.12 | 0.029412
2014-04-27 20:00 | 2009-04-27 | 1221:00 | 0.01 | 0.01 | 0.08 | 0.01 | 0.02 | 0.026 | 0.0063725
2014-04-27 21:00 | 2009-04-27 | 1222:00 | 0 | 0 | 0.01 | 0 | 0 | 0.002 | 0.0004902
2014-04-27 22:00 | 2009-04-27 | 1223:00 | 0 | 0 | 0 | 0 | 0 | 0 | 0
2014-04-27 23:00 | 2009-04-27 | 1224:00 | 0 | 0 | 0 | 0 | 0 | 0 | 0
2014-04-28 | 2009-04-28 | 1225:00 | 0 | 0 | 0 | 0 | 0 | 0 | 0
2014-04-28 01:00 | 2009-04-28 | 1226:00 | 0 | 0 | 0 | 0 | 0 | 0 | 0
2014-04-28 02:00 | 2009-04-28 | 1227:00 | 0 | 0 | 0 | 0 | 0 | 0 | 0
2014-04-28 03:00 | 2009-04-28 | 1228:00 | 0 | 0 | 0 | 0 | 0 | 0 | 0
2014-04-28 04:00 | 2009-04-28 | 1229:00 | 0 | 0 | 0 | 0 | 0 | 0 | 0
2014-04-28 05:00 | 2009-04-28 | 1230:00 | 0.05 | 0.04 | 0 | 0.03 | 0.02 | 0.028 | 0.0068627
2014-04-28 06:00 | 2009-04-28 | 1231:00 | 0.49 | 0.26 | 0.02 | 0.23 | 0.22 | 0.244 | 0.059804
2014-04-28 07:00 | 2009-04-28 | 1232:00 | 1.35 | 0.62 | 0.08 | 0.8 | 0.87 | 0.744 | 0.18235
2014-04-28 08:00 | 2009-04-28 | 1233:00 | 2.22 | 0.79 | 0.91 | 0.85 | 1.15 | 1.184 | 0.2902
2014-04-28 09:00 | 2009-04-28 | 1234:00 | 2.88 | 1.3 | 2.2 | 2.32 | 1.96 | 2.132 | 0.52255
2014-04-28 10:00 | 2009-04-28 | 1235:00 | 3.32 | 1.81 | 3.16 | 3.44 | 2.69 | 2.884 | 0.70686
2014-04-28 11:00 | 2009-04-28 | 1236:00 | 3.54 | 2.99 | 3.36 | 3.59 | 3.37 | 3.37 | 0.82598
2014-04-28 12:00 | 2009-04-28 | 1237:00 | 3.19 | 3.65 | 1.64 | 3.66 | 3.4 | 3.108 | 0.76176
2014-04-28 13:00 | 2009-04-28 | 1238:00 | 3.39 | 3.58 | 2.72 | 3.42 | 3 | 3.222 | 0.78971
2014-04-28 14:00 | 2009-04-28 | 1239:00 | 3.01 | 3.33 | 1.64 | 3.21 | 2.67 | 2.772 | 0.67941
2014-04-28 15:00 | 2009-04-28 | 1240:00 | 2.38 | 1.28 | 0.87 | 2.53 | 2.31 | 1.874 | 0.45931
2014-04-28 16:00 | 2009-04-28 | 1241:00 | 1.54 | 1.32 | 0.96 | 1.67 | 1.52 | 1.402 | 0.34363
2014-04-28 17:00 | 2009-04-28 | 1242:00 | 0.62 | 0.6 | 1.13 | 0.64 | 0.69 | 0.736 | 0.18039
2014-04-28 18:00 | 2009-04-28 | 1243:00 | 0.17 | 0.29 | 0.64 | 0.26 | 0.21 | 0.314 | 0.076961
2014-04-28 19:00 | 2009-04-28 | 1244:00 | 0.09 | 0.11 | 0.19 | 0.14 | 0.09 | 0.124 | 0.030392
2014-04-28 20:00 | 2009-04-28 | 1245:00 | 0.02 | 0.01 | 0.14 | 0.02 | 0.01 | 0.04 | 0.0098039
2014-04-28 21:00 | 2009-04-28 | 1246:00 | 0 | 0 | 0.02 | 0 | 0 | 0.004 | 0.00098039
2014-04-28 22:00 | 2009-04-28 | 1247:00 | 0 | 0 | 0 | 0 | 0 | 0 | 0
2014-04-28 23:00 | 2009-04-28 | 1248:00 | 0 | 0 | 0 | 0 | 0 | 0 | 0
2014-04-29 | 2009-04-29 | 1249:00 | 0 | 0 | 0 | 0 | 0 | 0 | 0
2014-04-29 01:00 | 2009-04-29 | 1250:00 | 0 | 0 | 0 | 0 | 0 | 0 | 0
2014-04-29 02:00 | 2009-04-29 | 1251:00 | 0 | 0 | 0 | 0 | 0 | 0 | 0
2014-04-29 03:00 | 2009-04-29 | 1252:00 | 0 | 0 | 0 | 0 | 0 | 0 | 0
2014-04-29 04:00 | 2009-04-29 | 1253:00 | 0 | 0 | 0 | 0 | 0 | 0 | 0
2014-04-29 05:00 | 2009-04-29 | 1254:00 | 0.04 | 0.03 | 0 | 0.03 | 0.03 | 0.026 | 0.0063725
2014-04-29 06:00 | 2009-04-29 | 1255:00 | 0.49 | 0.28 | 0.03 | 0.26 | 0.27 | 0.266 | 0.065196
2014-04-29 07:00 | 2009-04-29 | 1256:00 | 1.35 | 1.39 | 0.52 | 0.81 | 0.82 | 0.978 | 0.23971
2014-04-29 08:00 | 2009-04-29 | 1257:00 | 2.05 | 2.36 | 1.43 | 0.77 | 2.39 | 1.8 | 0.44118
2014-04-29 09:00 | 2009-04-29 | 1258:00 | 2.94 | 3.03 | 2.33 | 0.62 | 2.66 | 2.316 | 0.56765
2014-04-29 10:00 | 2009-04-29 | 1259:00 | 3.42 | 3.48 | 3.02 | 0.42 | 3.18 | 2.704 | 0.66275
2014-04-29 11:00 | 2009-04-29 | 1260:00 | 3.2 | 3.26 | 3.43 | 0.47 | 1.73 | 2.418 | 0.59265
2014-04-29 12:00 | 2009-04-29 | 1261:00 | 3.63 | 2.35 | 3.53 | 1.02 | 2.61 | 2.628 | 0.64412
2014-04-29 13:00 | 2009-04-29 | 1262:00 | 3.33 | 1.1 | 3.56 | 1.73 | 2.12 | 2.368 | 0.58039
2014-04-29 14:00 | 2009-04-29 | 1263:00 | 2.98 | 1.34 | 3.54 | 2.21 | 1.92 | 2.398 | 0.58775
2014-04-29 15:00 | 2009-04-29 | 1264:00 | 2.37 | 1.85 | 3.17 | 1.35 | 1.4 | 2.028 | 0.49706
2014-04-29 16:00 | 2009-04-29 | 1265:00 | 1.54 | 0.41 | 2.54 | 1.13 | 1.78 | 1.48 | 0.36275
2014-04-29 17:00 | 2009-04-29 | 1266:00 | 0.6 | 0.27 | 1.65 | 0.68 | 0.73 | 0.786 | 0.19265
2014-04-29 18:00 | 2009-04-29 | 1267:00 | 0.15 | 0.19 | 0.67 | 0.31 | 0.22 | 0.308 | 0.07549
2014-04-29 19:00 | 2009-04-29 | 1268:00 | 0.09 | 0.13 | 0.2 | 0.11 | 0.1 | 0.126 | 0.030882
2014-04-29 20:00 | 2009-04-29 | 1269:00 | 0.02 | 0.02 | 0.12 | 0.02 | 0.02 | 0.04 | 0.0098039
2014-04-29 21:00 | 2009-04-29 | 1270:00 | 0 | 0 | 0.02 | 0 | 0 | 0.004 | 0.00098039
2014-04-29 22:00 | 2009-04-29 | 1271:00 | 0 | 0 | 0 | 0 | 0 | 0 | 0
2014-04-29 23:00 | 2009-04-29 | 1272:00 | 0 | 0 | 0 | 0 | 0 | 0 | 0
2014-04-30 | 2009-04-30 | 1273:00 | 0 | 0 | 0 | 0 | 0 | 0 | 0
2014-04-30 01:00 | 2009-04-30 | 1274:00 | 0 | 0 | 0 | 0 | 0 | 0 | 0
2014-04-30 02:00 | 2009-04-30 | 1275:00 | 0 | 0 | 0 | 0 | 0 | 0 | 0
2014-04-30 03:00 | 2009-04-30 | 1276:00 | 0 | 0 | 0 | 0 | 0 | 0 | 0
2014-04-30 04:00 | 2009-04-30 | 1277:00 | 0 | 0 | 0 | 0 | 0 | 0 | 0
2014-04-30 05:00 | 2009-04-30 | 1278:00 | 0.04 | 0.03 | 0 | 0.02 | 0.04 | 0.026 | 0.0063725
2014-04-30 06:00 | 2009-04-30 | 1279:00 | 0.5 | 0.57 | 0.03 | 0.11 | 0.25 | 0.292 | 0.071569
2014-04-30 07:00 | 2009-04-30 | 1280:00 | 1.36 | 1.36 | 0.27 | 0.19 | 0.53 | 0.742 | 0.18186
2014-04-30 08:00 | 2009-04-30 | 1281:00 | 2.27 | 1.69 | 1.34 | 0.55 | 1.07 | 1.384 | 0.33922
2014-04-30 09:00 | 2009-04-30 | 1282:00 | 2.94 | 3.26 | 2.24 | 0.81 | 2.66 | 2.382 | 0.58382
2014-04-30 10:00 | 2009-04-30 | 1283:00 | 3.41 | 1.81 | 2.88 | 1.3 | 3.31 | 2.542 | 0.62304
2014-04-30 11:00 | 2009-04-30 | 1284:00 | 3.62 | 2.41 | 3.5 | 1.38 | 3.25 | 2.832 | 0.69412
2014-04-30 12:00 | 2009-04-30 | 1285:00 | 3.58 | 2.79 | 3.55 | 1.06 | 3.13 | 2.822 | 0.69167
2014-04-30 13:00 | 2009-04-30 | 1286:00 | 3.35 | 3.29 | 3.61 | 0.73 | 2.92 | 2.78 | 0.68137
2014-04-30 14:00 | 2009-04-30 | 1287:00 | 2.97 | 3.03 | 3.09 | 0.74 | 2.42 | 2.45 | 0.60049
2014-04-30 15:00 | 2009-04-30 | 1288:00 | 2.35 | 2.17 | 2.81 | 0.69 | 1.31 | 1.866 | 0.45735
2014-04-30 16:00 | 2009-04-30 | 1289:00 | 1.33 | 1.03 | 1.56 | 0.72 | 0.75 | 1.078 | 0.26422
2014-04-30 17:00 | 2009-04-30 | 1290:00 | 0.58 | 0.55 | 0.83 | 0.54 | 0.75 | 0.65 | 0.15931
2014-04-30 18:00 | 2009-04-30 | 1291:00 | 0.14 | 0.32 | 0.56 | 0.45 | 0.43 | 0.38 | 0.093137
2014-04-30 19:00 | 2009-04-30 | 1292:00 | 0.08 | 0.12 | 0.3 | 0.13 | 0.19 | 0.164 | 0.040196
2014-04-30 20:00 | 2009-04-30 | 1293:00 | 0.02 | 0.02 | 0.1 | 0.02 | 0.02 | 0.036 | 0.0088235
2014-04-30 21:00 | 2009-04-30 | 1294:00 | 0 | 0 | 0.02 | 0 | 0 | 0.004 | 0.00098039
2014-04-30 22:00 | 2009-04-30 | 1295:00 | 0 | 0 | 0 | 0 | 0 | 0 | 0
2014-04-30 23:00 | 2009-04-30 | 1296:00 | 0 | 0 | 0 | 0 | 0 | 0 | 0
2014-05-01 | 2009-05-01 | 1297:00 | 0 | 0 | 0 | 0 | 0 | 0 | 0
2014-05-01 01:00 | 2009-05-01 | 1298:00 | 0 | 0 | 0 | 0 | 0 | 0 | 0
2014-05-01 02:00 | 2009-05-01 | 1299:00 | 0 | 0 | 0 | 0 | 0 | 0 | 0
2014-05-01 03:00 | 2009-05-01 | 1300:00 | 0 | 0 | 0 | 0 | 0 | 0 | 0
2014-05-01 04:00 | 2009-05-01 | 1301:00 | 0 | 0 | 0 | 0 | 0 | 0 | 0
2014-05-01 05:00 | 2009-05-01 | 1302:00 | 0.05 | 0.03 | 0 | 0.01 | 0 | 0.018 | 0.0044118
2014-05-01 06:00 | 2009-05-01 | 1303:00 | 0.47 | 0.3 | 0.03 | 0.09 | 0.08 | 0.194 | 0.047549
2014-05-01 07:00 | 2009-05-01 | 1304:00 | 1.41 | 1.07 | 0.29 | 0.29 | 0.12 | 0.636 | 0.15588
2014-05-01 08:00 | 2009-05-01 | 1305:00 | 2.3 | 1.93 | 1.43 | 0.46 | 0.21 | 1.266 | 0.31029
2014-05-01 09:00 | 2009-05-01 | 1306:00 | 2.96 | 2.18 | 2.4 | 0.85 | 0.32 | 1.742 | 0.42696
2014-05-01 10:00 | 2009-05-01 | 1307:00 | 3.37 | 3.3 | 3.07 | 1.58 | 0.38 | 2.34 | 0.57353
2014-05-01 11:00 | 2009-05-01 | 1308:00 | 3.57 | 3.45 | 3.51 | 1.84 | 0.62 | 2.598 | 0.63676
2014-05-01 12:00 | 2009-05-01 | 1309:00 | 3.56 | 3.13 | 3.64 | 1.67 | 0.7 | 2.54 | 0.62255
2014-05-01 13:00 | 2009-05-01 | 1310:00 | 3.36 | 2.71 | 3.58 | 1.13 | 0.77 | 2.31 | 0.56618
2014-05-01 14:00 | 2009-05-01 | 1311:00 | 2.96 | 1.67 | 3.6 | 0.6 | 1.01 | 1.968 | 0.48235
2014-05-01 15:00 | 2009-05-01 | 1312:00 | 2.35 | 0.95 | 3.25 | 0.91 | 1.12 | 1.716 | 0.42059
2014-05-01 16:00 | 2009-05-01 | 1313:00 | 1.52 | 0.76 | 1.58 | 0.55 | 1.03 | 1.088 | 0.26667
2014-05-01 17:00 | 2009-05-01 | 1314:00 | 0.59 | 0.51 | 1.15 | 0.49 | 0.47 | 0.642 | 0.15735
2014-05-01 18:00 | 2009-05-01 | 1315:00 | 0.16 | 0.19 | 0.55 | 0.29 | 0.3 | 0.298 | 0.073039
2014-05-01 19:00 | 2009-05-01 | 1316:00 | 0.09 | 0.06 | 0.38 | 0.14 | 0.16 | 0.166 | 0.040686
2014-05-01 20:00 | 2009-05-01 | 1317:00 | 0.02 | 0 | 0.16 | 0.02 | 0.02 | 0.044 | 0.010784
2014-05-01 21:00 | 2009-05-01 | 1318:00 | 0 | 0 | 0.02 | 0 | 0 | 0.004 | 0.00098039
2014-05-01 22:00 | 2009-05-01 | 1319:00 | 0 | 0 | 0 | 0 | 0 | 0 | 0
2014-05-01 23:00 | 2009-05-01 | 1320:00 | 0 | 0 | 0 | 0 | 0 | 0 | 0
2014-05-02 | 2009-05-02 | 1321:00 | 0 | 0 | 0 | 0 | 0 | 0 | 0
2014-05-02 01:00 | 2009-05-02 | 1322:00 | 0 | 0 | 0 | 0 | 0 | 0 | 0
2014-05-02 02:00 | 2009-05-02 | 1323:00 | 0 | 0 | 0 | 0 | 0 | 0 | 0
2014-05-02 03:00 | 2009-05-02 | 1324:00 | 0 | 0 | 0 | 0 | 0 | 0 | 0
2014-05-02 04:00 | 2009-05-02 | 1325:00 | 0 | 0 | 0 | 0 | 0 | 0 | 0
2014-05-02 05:00 | 2009-05-02 | 1326:00 | 0.07 | 0.05 | 0 | 0.03 | 0.01 | 0.032 | 0.0078431
2014-05-02 06:00 | 2009-05-02 | 1327:00 | 0.56 | 0.45 | 0.01 | 0.5 | 0.08 | 0.32 | 0.078431
2014-05-02 07:00 | 2009-05-02 | 1328:00 | 1.42 | 1.46 | 0.3 | 1.5 | 0.17 | 0.97 | 0.23775
2014-05-02 08:00 | 2009-05-02 | 1329:00 | 2.05 | 2.43 | 1.18 | 1.29 | 0.27 | 1.444 | 0.35392
2014-05-02 09:00 | 2009-05-02 | 1330:00 | 2.82 | 1.58 | 1.26 | 2.28 | 0.37 | 1.662 | 0.40735
2014-05-02 10:00 | 2009-05-02 | 1331:00 | 2.47 | 2.04 | 1.78 | 2.35 | 0.56 | 1.84 | 0.45098
2014-05-02 11:00 | 2009-05-02 | 1332:00 | 2.83 | 1.3 | 0.49 | 1.53 | 0.88 | 1.406 | 0.34461
2014-05-02 12:00 | 2009-05-02 | 1333:00 | 3.22 | 1.01 | 1.25 | 1.73 | 0.48 | 1.538 | 0.37696
2014-05-02 13:00 | 2009-05-02 | 1334:00 | 2.71 | 0.95 | 1.85 | 0.42 | 0.82 | 1.35 | 0.33088
2014-05-02 14:00 | 2009-05-02 | 1335:00 | 2.1 | 1.18 | 1.17 | 0.9 | 2.98 | 1.666 | 0.40833
2014-05-02 15:00 | 2009-05-02 | 1336:00 | 1.69 | 0.76 | 1.18 | 1.21 | 2.3 | 1.428 | 0.35
2014-05-02 16:00 | 2009-05-02 | 1337:00 | 1.56 | 0.67 | 2.41 | 0.92 | 1.06 | 1.324 | 0.32451
2014-05-02 17:00 | 2009-05-02 | 1338:00 | 0.6 | 0.47 | 1.34 | 0.53 | 0.45 | 0.678 | 0.16618
2014-05-02 18:00 | 2009-05-02 | 1339:00 | 0.16 | 0.31 | 0.67 | 0.32 | 0.13 | 0.318 | 0.077941
2014-05-02 19:00 | 2009-05-02 | 1340:00 | 0.09 | 0.12 | 0.37 | 0.13 | 0.07 | 0.156 | 0.038235
2014-05-02 20:00 | 2009-05-02 | 1341:00 | 0.02 | 0.01 | 0.13 | 0.01 | 0.01 | 0.036 | 0.0088235
2014-05-02 21:00 | 2009-05-02 | 1342:00 | 0 | 0 | 0.03 | 0 | 0 | 0.006 | 0.0014706
2014-05-02 22:00 | 2009-05-02 | 1343:00 | 0 | 0 | 0 | 0 | 0 | 0 | 0
2014-05-02 23:00 | 2009-05-02 | 1344:00 | 0 | 0 | 0 | 0 | 0 | 0 | 0
2014-05-03 | 2009-05-03 | 1345:00 | 0 | 0 | 0 | 0 | 0 | 0 | 0
2014-05-03 01:00 | 2009-05-03 | 1346:00 | 0 | 0 | 0 | 0 | 0 | 0 | 0
2014-05-03 02:00 | 2009-05-03 | 1347:00 | 0 | 0 | 0 | 0 | 0 | 0 | 0
2014-05-03 03:00 | 2009-05-03 | 1348:00 | 0 | 0 | 0 | 0 | 0 | 0 | 0
2014-05-03 04:00 | 2009-05-03 | 1349:00 | 0 | 0 | 0 | 0 | 0 | 0 | 0
2014-05-03 05:00 | 2009-05-03 | 1350:00 | 0.07 | 0 | 0 | 0.06 | 0.02 | 0.03 | 0.0073529
2014-05-03 06:00 | 2009-05-03 | 1351:00 | 0.49 | 0.03 | 0.06 | 0.49 | 0.25 | 0.264 | 0.064706
2014-05-03 07:00 | 2009-05-03 | 1352:00 | 1.4 | 0.11 | 0.46 | 1.12 | 0.46 | 0.71 | 0.17402
2014-05-03 08:00 | 2009-05-03 | 1353:00 | 2.26 | 0.46 | 1.56 | 2.34 | 0.49 | 1.422 | 0.34853
2014-05-03 09:00 | 2009-05-03 | 1354:00 | 2.94 | 0.75 | 1.04 | 3.27 | 0.78 | 1.756 | 0.43039
2014-05-03 10:00 | 2009-05-03 | 1355:00 | 3.36 | 0.84 | 1.2 | 2.24 | 1.81 | 1.89 | 0.46324
2014-05-03 11:00 | 2009-05-03 | 1356:00 | 3.57 | 1.37 | 0.67 | 1.84 | 1.34 | 1.758 | 0.43088
2014-05-03 12:00 | 2009-05-03 | 1357:00 | 3.55 | 2.53 | 0.95 | 1.66 | 0.9 | 1.918 | 0.4701
2014-05-03 13:00 | 2009-05-03 | 1358:00 | 2.25 | 1.94 | 1.7 | 2.31 | 0.89 | 1.818 | 0.44559
2014-05-03 14:00 | 2009-05-03 | 1359:00 | 1.66 | 2.41 | 1.78 | 1.11 | 0.92 | 1.576 | 0.38627
2014-05-03 15:00 | 2009-05-03 | 1360:00 | 1.9 | 1.5 | 1.54 | 2.71 | 0.74 | 1.678 | 0.41127
2014-05-03 16:00 | 2009-05-03 | 1361:00 | 1.72 | 0.67 | 1.43 | 1.76 | 0.64 | 1.244 | 0.3049
2014-05-03 17:00 | 2009-05-03 | 1362:00 | 0.75 | 0.42 | 1.14 | 1 | 0.31 | 0.724 | 0.17745
2014-05-03 18:00 | 2009-05-03 | 1363:00 | 0.26 | 0.21 | 0.64 | 0.46 | 0.2 | 0.354 | 0.086765
2014-05-03 19:00 | 2009-05-03 | 1364:00 | 0.11 | 0.09 | 0.27 | 0.19 | 0.05 | 0.142 | 0.034804
2014-05-03 20:00 | 2009-05-03 | 1365:00 | 0.03 | 0.01 | 0.15 | 0.04 | 0 | 0.046 | 0.011275
2014-05-03 21:00 | 2009-05-03 | 1366:00 | 0 | 0 | 0.04 | 0 | 0 | 0.008 | 0.0019608
2014-05-03 22:00 | 2009-05-03 | 1367:00 | 0 | 0 | 0 | 0 | 0 | 0 | 0
2014-05-03 23:00 | 2009-05-03 | 1368:00 | 0 | 0 | 0 | 0 | 0 | 0 | 0
2014-05-04 | 2009-05-04 | 1369:00 | 0 | 0 | 0 | 0 | 0 | 0 | 0
2014-05-04 01:00 | 2009-05-04 | 1370:00 | 0 | 0 | 0 | 0 | 0 | 0 | 0
2014-05-04 02:00 | 2009-05-04 | 1371:00 | 0 | 0 | 0 | 0 | 0 | 0 | 0
2014-05-04 03:00 | 2009-05-04 | 1372:00 | 0 | 0 | 0 | 0 | 0 | 0 | 0
2014-05-04 04:00 | 2009-05-04 | 1373:00 | 0 | 0 | 0 | 0 | 0 | 0 | 0
2014-05-04 05:00 | 2009-05-04 | 1374:00 | 0.05 | 0.02 | 0 | 0.04 | 0.05 | 0.032 | 0.0078431
2014-05-04 06:00 | 2009-05-04 | 1375:00 | 0.51 | 0.09 | 0.06 | 0.54 | 0.26 | 0.292 | 0.071569
2014-05-04 07:00 | 2009-05-04 | 1376:00 | 1.39 | 0.28 | 0.48 | 1.45 | 0.66 | 0.852 | 0.20882
2014-05-04 08:00 | 2009-05-04 | 1377:00 | 1.31 | 0.51 | 0.46 | 2.39 | 1.45 | 1.224 | 0.3
2014-05-04 09:00 | 2009-05-04 | 1378:00 | 2.78 | 0.8 | 0.91 | 3.07 | 1.35 | 1.782 | 0.43676
2014-05-04 10:00 | 2009-05-04 | 1379:00 | 2.85 | 1.06 | 2.57 | 3.46 | 1.15 | 2.218 | 0.54363
2014-05-04 11:00 | 2009-05-04 | 1380:00 | 3.55 | 2 | 3.03 | 3.35 | 2.14 | 2.814 | 0.68971
2014-05-04 12:00 | 2009-05-04 | 1381:00 | 3.54 | 1.88 | 2.93 | 0.96 | 1.9 | 2.242 | 0.54951
2014-05-04 13:00 | 2009-05-04 | 1382:00 | 3.39 | 2.23 | 3.05 | 1.79 | 2.29 | 2.55 | 0.625
2014-05-04 14:00 | 2009-05-04 | 1383:00 | 3.06 | 1.99 | 1.74 | 3.05 | 2.36 | 2.44 | 0.59804
2014-05-04 15:00 | 2009-05-04 | 1384:00 | 2.43 | 2.7 | 1.7 | 2.38 | 1.97 | 2.236 | 0.54804
2014-05-04 16:00 | 2009-05-04 | 1385:00 | 1.48 | 1.36 | 1.14 | 1.47 | 1.18 | 1.326 | 0.325
2014-05-04 17:00 | 2009-05-04 | 1386:00 | 0.69 | 0.86 | 0.56 | 0.81 | 0.73 | 0.73 | 0.17892
2014-05-04 18:00 | 2009-05-04 | 1387:00 | 0.26 | 0.29 | 0.46 | 0.3 | 0.38 | 0.338 | 0.082843
2014-05-04 19:00 | 2009-05-04 | 1388:00 | 0.17 | 0.09 | 0.21 | 0.12 | 0.21 | 0.16 | 0.039216
2014-05-04 20:00 | 2009-05-04 | 1389:00 | 0.04 | 0.02 | 0.09 | 0.02 | 0.08 | 0.05 | 0.012255
2014-05-04 21:00 | 2009-05-04 | 1390:00 | 0 | 0 | 0.02 | 0 | 0 | 0.004 | 0.00098039
2014-05-04 22:00 | 2009-05-04 | 1391:00 | 0 | 0 | 0 | 0 | 0 | 0 | 0
2014-05-04 23:00 | 2009-05-04 | 1392:00 | 0 | 0 | 0 | 0 | 0 | 0 | 0
2014-05-05 | 2009-05-05 | 1393:00 | 0 | 0 | 0 | 0 | 0 | 0 | 0
2014-05-05 01:00 | 2009-05-05 | 1394:00 | 0 | 0 | 0 | 0 | 0 | 0 | 0
2014-05-05 02:00 | 2009-05-05 | 1395:00 | 0 | 0 | 0 | 0 | 0 | 0 | 0
2014-05-05 03:00 | 2009-05-05 | 1396:00 | 0 | 0 | 0 | 0 | 0 | 0 | 0
2014-05-05 04:00 | 2009-05-05 | 1397:00 | 0 | 0 | 0 | 0 | 0 | 0 | 0
2014-05-05 05:00 | 2009-05-05 | 1398:00 | 0.03 | 0.06 | 0 | 0.07 | 0.04 | 0.04 | 0.0098039
2014-05-05 06:00 | 2009-05-05 | 1399:00 | 0.2 | 0.38 | 0.07 | 0.58 | 0.32 | 0.31 | 0.07598
2014-05-05 07:00 | 2009-05-05 | 1400:00 | 0.36 | 1.33 | 0.38 | 1.1 | 1.58 | 0.95 | 0.23284
2014-05-05 08:00 | 2009-05-05 | 1401:00 | 0.69 | 1.9 | 0.92 | 1.74 | 0.84 | 1.218 | 0.29853
2014-05-05 09:00 | 2009-05-05 | 1402:00 | 2.95 | 3.03 | 1.85 | 2.63 | 2.45 | 2.582 | 0.63284
2014-05-05 10:00 | 2009-05-05 | 1403:00 | 3.21 | 3.15 | 1.88 | 2.62 | 2.13 | 2.598 | 0.63676
2014-05-05 11:00 | 2009-05-05 | 1404:00 | 3.5 | 3.08 | 2.16 | 1.52 | 2.99 | 2.65 | 0.64951
2014-05-05 12:00 | 2009-05-05 | 1405:00 | 3.57 | 2.54 | 3.12 | 1.63 | 2.23 | 2.618 | 0.64167
2014-05-05 13:00 | 2009-05-05 | 1406:00 | 3.41 | 1.09 | 2.49 | 2.68 | 2.38 | 2.41 | 0.59069
2014-05-05 14:00 | 2009-05-05 | 1407:00 | 2.92 | 1.84 | 1.59 | 3.42 | 2.23 | 2.4 | 0.58824
2014-05-05 15:00 | 2009-05-05 | 1408:00 | 1.36 | 2.69 | 2.19 | 2.5 | 2.09 | 2.166 | 0.53088
2014-05-05 16:00 | 2009-05-05 | 1409:00 | 0.53 | 1.64 | 2.4 | 1.78 | 1.35 | 1.54 | 0.37745
2014-05-05 17:00 | 2009-05-05 | 1410:00 | 0.58 | 0.76 | 1.08 | 0.75 | 0.69 | 0.772 | 0.18922
2014-05-05 18:00 | 2009-05-05 | 1411:00 | 0.35 | 0.38 | 0.51 | 0.24 | 0.28 | 0.352 | 0.086275
2014-05-05 19:00 | 2009-05-05 | 1412:00 | 0.1 | 0.21 | 0.34 | 0.13 | 0.18 | 0.192 | 0.047059
2014-05-05 20:00 | 2009-05-05 | 1413:00 | 0.04 | 0.03 | 0.14 | 0.03 | 0.04 | 0.056 | 0.013725
2014-05-05 21:00 | 2009-05-05 | 1414:00 | 0 | 0 | 0.02 | 0 | 0 | 0.004 | 0.00098039
2014-05-05 22:00 | 2009-05-05 | 1415:00 | 0 | 0 | 0 | 0 | 0 | 0 | 0
2014-05-05 23:00 | 2009-05-05 | 1416:00 | 0 | 0 | 0 | 0 | 0 | 0 | 0
2014-05-06 | 2009-05-06 | 1417:00 | 0 | 0 | 0 | 0 | 0 | 0 | 0
2014-05-06 01:00 | 2009-05-06 | 1418:00 | 0 | 0 | 0 | 0 | 0 | 0 | 0
2014-05-06 02:00 | 2009-05-06 | 1419:00 | 0 | 0 | 0 | 0 | 0 | 0 | 0
2014-05-06 03:00 | 2009-05-06 | 1420:00 | 0 | 0 | 0 | 0 | 0 | 0 | 0
2014-05-06 04:00 | 2009-05-06 | 1421:00 | 0 | 0 | 0 | 0 | 0 | 0 | 0
2014-05-06 05:00 | 2009-05-06 | 1422:00 | 0.12 | 0.06 | 0 | 0.01 | 0.07 | 0.052 | 0.012745
2014-05-06 06:00 | 2009-05-06 | 1423:00 | 0.71 | 0.66 | 0.08 | 0.1 | 0.35 | 0.38 | 0.093137
2014-05-06 07:00 | 2009-05-06 | 1424:00 | 1.49 | 1.18 | 0.43 | 0.19 | 0.63 | 0.784 | 0.19216
2014-05-06 08:00 | 2009-05-06 | 1425:00 | 1.81 | 2.39 | 0.78 | 0.35 | 0.96 | 1.258 | 0.30833
2014-05-06 09:00 | 2009-05-06 | 1426:00 | 2.75 | 2.99 | 0.91 | 0.94 | 2.06 | 1.93 | 0.47304
2014-05-06 10:00 | 2009-05-06 | 1427:00 | 2.66 | 3.6 | 2.49 | 0.55 | 2.81 | 2.422 | 0.59363
2014-05-06 11:00 | 2009-05-06 | 1428:00 | 2.65 | 3.6 | 2.75 | 0.45 | 2.83 | 2.456 | 0.60196
2014-05-06 12:00 | 2009-05-06 | 1429:00 | 2.82 | 2.7 | 2.79 | 0.56 | 3 | 2.374 | 0.58186
2014-05-06 13:00 | 2009-05-06 | 1430:00 | 2.45 | 0.9 | 2.09 | 0.59 | 1.84 | 1.574 | 0.38578
2014-05-06 14:00 | 2009-05-06 | 1431:00 | 2.89 | 0.65 | 1.91 | 0.7 | 1.11 | 1.452 | 0.35588
2014-05-06 15:00 | 2009-05-06 | 1432:00 | 1.89 | 1.07 | 1.51 | 0.57 | 1.33 | 1.274 | 0.31225
2014-05-06 16:00 | 2009-05-06 | 1433:00 | 1.47 | 1.16 | 1.28 | 0.49 | 0.84 | 1.048 | 0.25686
2014-05-06 17:00 | 2009-05-06 | 1434:00 | 0.52 | 0.68 | 1.05 | 0.34 | 0.49 | 0.616 | 0.15098
2014-05-06 18:00 | 2009-05-06 | 1435:00 | 0.38 | 0.37 | 0.77 | 0.29 | 0.35 | 0.432 | 0.10588
2014-05-06 19:00 | 2009-05-06 | 1436:00 | 0.21 | 0.14 | 0.37 | 0.1 | 0.14 | 0.192 | 0.047059
2014-05-06 20:00 | 2009-05-06 | 1437:00 | 0.06 | 0.03 | 0.16 | 0.02 | 0.03 | 0.06 | 0.014706
2014-05-06 21:00 | 2009-05-06 | 1438:00 | 0 | 0 | 0.04 | 0 | 0 | 0.008 | 0.0019608
2014-05-06 22:00 | 2009-05-06 | 1439:00 | 0 | 0 | 0 | 0 | 0 | 0 | 0
2014-05-06 23:00 | 2009-05-06 | 1440:00 | 0 | 0 | 0 | 0 | 0 | 0 | 0
2014-05-07 | 2009-05-07 | 1441:00 | 0 | 0 | 0 | 0 | 0 | 0 | 0
2014-05-07 01:00 | 2009-05-07 | 1442:00 | 0 | 0 | 0 | 0 | 0 | 0 | 0
2014-05-07 02:00 | 2009-05-07 | 1443:00 | 0 | 0 | 0 | 0 | 0 | 0 | 0
2014-05-07 03:00 | 2009-05-07 | 1444:00 | 0 | 0 | 0 | 0 | 0 | 0 | 0
2014-05-07 04:00 | 2009-05-07 | 1445:00 | 0 | 0 | 0 | 0 | 0 | 0 | 0
2014-05-07 05:00 | 2009-05-07 | 1446:00 | 0.06 | 0.09 | 0 | 0.05 | 0.11 | 0.062 | 0.015196
2014-05-07 06:00 | 2009-05-07 | 1447:00 | 0.22 | 0.49 | 0.02 | 0.22 | 0.57 | 0.304 | 0.07451
2014-05-07 07:00 | 2009-05-07 | 1448:00 | 0.53 | 1.44 | 0.28 | 0.68 | 1.35 | 0.856 | 0.2098
2014-05-07 08:00 | 2009-05-07 | 1449:00 | 0.99 | 2.37 | 1.33 | 0.71 | 2.34 | 1.548 | 0.37941
2014-05-07 09:00 | 2009-05-07 | 1450:00 | 0.85 | 3.03 | 2.01 | 1.64 | 3.04 | 2.114 | 0.51814
2014-05-07 10:00 | 2009-05-07 | 1451:00 | 0.69 | 3.41 | 1.41 | 1.02 | 3.46 | 1.998 | 0.48971
2014-05-07 11:00 | 2009-05-07 | 1452:00 | 0.78 | 3.24 | 2.29 | 1.56 | 3.63 | 2.3 | 0.56373
2014-05-07 12:00 | 2009-05-07 | 1453:00 | 0.75 | 3 | 2.04 | 2.77 | 3.6 | 2.432 | 0.59608
2014-05-07 13:00 | 2009-05-07 | 1454:00 | 0.73 | 2.06 | 1.38 | 2.18 | 3.52 | 1.974 | 0.48382
2014-05-07 14:00 | 2009-05-07 | 1455:00 | 0.69 | 1.99 | 1.36 | 1.44 | 2.97 | 1.69 | 0.41422
2014-05-07 15:00 | 2009-05-07 | 1456:00 | 0.54 | 1.74 | 0.74 | 0.84 | 2.38 | 1.248 | 0.30588
2014-05-07 16:00 | 2009-05-07 | 1457:00 | 0.51 | 1.62 | 2.54 | 0.88 | 1.6 | 1.43 | 0.35049
2014-05-07 17:00 | 2009-05-07 | 1458:00 | 0.35 | 0.53 | 1.68 | 0.48 | 0.69 | 0.746 | 0.18284
2014-05-07 18:00 | 2009-05-07 | 1459:00 | 0.33 | 0.19 | 0.66 | 0.31 | 0.24 | 0.346 | 0.084804
2014-05-07 19:00 | 2009-05-07 | 1460:00 | 0.16 | 0.12 | 0.18 | 0.14 | 0.14 | 0.148 | 0.036275
2014-05-07 20:00 | 2009-05-07 | 1461:00 | 0.02 | 0.08 | 0.1 | 0.01 | 0.05 | 0.052 | 0.012745
2014-05-07 21:00 | 2009-05-07 | 1462:00 | 0 | 0 | 0.03 | 0 | 0 | 0.006 | 0.0014706
2014-05-07 22:00 | 2009-05-07 | 1463:00 | 0 | 0 | 0 | 0 | 0 | 0 | 0
2014-05-07 23:00 | 2009-05-07 | 1464:00 | 0 | 0 | 0 | 0 | 0 | 0 | 0
2014-05-08 | 2009-05-08 | 1465:00 | 0 | 0 | 0 | 0 | 0 | 0 | 0
2014-05-08 01:00 | 2009-05-08 | 1466:00 | 0 | 0 | 0 | 0 | 0 | 0 | 0
2014-05-08 02:00 | 2009-05-08 | 1467:00 | 0 | 0 | 0 | 0 | 0 | 0 | 0
2014-05-08 03:00 | 2009-05-08 | 1468:00 | 0 | 0 | 0 | 0 | 0 | 0 | 0
2014-05-08 04:00 | 2009-05-08 | 1469:00 | 0 | 0 | 0 | 0 | 0 | 0 | 0
2014-05-08 05:00 | 2009-05-08 | 1470:00 | 0.07 | 0.08 | 0 | 0.08 | 0.13 | 0.072 | 0.017647
2014-05-08 06:00 | 2009-05-08 | 1471:00 | 0.43 | 0.24 | 0.11 | 0.23 | 0.43 | 0.288 | 0.070588
2014-05-08 07:00 | 2009-05-08 | 1472:00 | 1.43 | 1.51 | 0.52 | 0.81 | 1.06 | 1.066 | 0.26127
2014-05-08 08:00 | 2009-05-08 | 1473:00 | 2.33 | 2.41 | 1.27 | 2.36 | 1.49 | 1.972 | 0.48333
2014-05-08 09:00 | 2009-05-08 | 1474:00 | 2.21 | 3.06 | 2.03 | 2.23 | 2.31 | 2.368 | 0.58039
2014-05-08 10:00 | 2009-05-08 | 1475:00 | 1.17 | 3.4 | 2.85 | 2.24 | 3.44 | 2.62 | 0.64216
2014-05-08 11:00 | 2009-05-08 | 1476:00 | 1.47 | 3.67 | 3.46 | 2.04 | 3.54 | 2.836 | 0.6951
2014-05-08 12:00 | 2009-05-08 | 1477:00 | 2.03 | 3.66 | 3.63 | 2.44 | 3.61 | 3.074 | 0.75343
2014-05-08 13:00 | 2009-05-08 | 1478:00 | 1.87 | 3.67 | 3.49 | 2.55 | 3.47 | 3.01 | 0.73775
2014-05-08 14:00 | 2009-05-08 | 1479:00 | 1.87 | 2.23 | 3.13 | 2.37 | 3.05 | 2.53 | 0.6201
2014-05-08 15:00 | 2009-05-08 | 1480:00 | 1.58 | 0.64 | 2.91 | 2.95 | 2.44 | 2.104 | 0.51569
2014-05-08 16:00 | 2009-05-08 | 1481:00 | 0.84 | 1.13 | 1.89 | 1.78 | 1.6 | 1.448 | 0.3549
2014-05-08 17:00 | 2009-05-08 | 1482:00 | 0.66 | 0.54 | 1.15 | 0.85 | 0.61 | 0.762 | 0.18676
2014-05-08 18:00 | 2009-05-08 | 1483:00 | 0.35 | 0.29 | 0.73 | 0.41 | 0.18 | 0.392 | 0.096078
2014-05-08 19:00 | 2009-05-08 | 1484:00 | 0.15 | 0.15 | 0.25 | 0.23 | 0.13 | 0.182 | 0.044608
2014-05-08 20:00 | 2009-05-08 | 1485:00 | 0.03 | 0.03 | 0.15 | 0.05 | 0.05 | 0.062 | 0.015196
2014-05-08 21:00 | 2009-05-08 | 1486:00 | 0 | 0 | 0.04 | 0 | 0 | 0.008 | 0.0019608
2014-05-08 22:00 | 2009-05-08 | 1487:00 | 0 | 0 | 0 | 0 | 0 | 0 | 0
2014-05-08 23:00 | 2009-05-08 | 1488:00 | 0 | 0 | 0 | 0 | 0 | 0 | 0
2014-05-09 | 2009-05-09 | 1489:00 | 0 | 0 | 0 | 0 | 0 | 0 | 0
2014-05-09 01:00 | 2009-05-09 | 1490:00 | 0 | 0 | 0 | 0 | 0 | 0 | 0
2014-05-09 02:00 | 2009-05-09 | 1491:00 | 0 | 0 | 0 | 0 | 0 | 0 | 0
2014-05-09 03:00 | 2009-05-09 | 1492:00 | 0 | 0 | 0 | 0 | 0 | 0 | 0
2014-05-09 04:00 | 2009-05-09 | 1493:00 | 0 | 0 | 0 | 0 | 0 | 0 | 0
2014-05-09 05:00 | 2009-05-09 | 1494:00 | 0.06 | 0.04 | 0 | 0.1 | 0.08 | 0.056 | 0.013725
2014-05-09 06:00 | 2009-05-09 | 1495:00 | 0.4 | 0.29 | 0.07 | 0.35 | 0.56 | 0.334 | 0.081863
2014-05-09 07:00 | 2009-05-09 | 1496:00 | 1.44 | 0.55 | 0.59 | 0.63 | 1.47 | 0.936 | 0.22941
2014-05-09 08:00 | 2009-05-09 | 1497:00 | 2.33 | 1.68 | 1.57 | 0.72 | 2.25 | 1.71 | 0.41912
2014-05-09 09:00 | 2009-05-09 | 1498:00 | 2.85 | 2.4 | 0.85 | 0.99 | 2.97 | 2.012 | 0.49314
2014-05-09 10:00 | 2009-05-09 | 1499:00 | 3.36 | 3.37 | 0.77 | 0.96 | 3.42 | 2.376 | 0.58235
2014-05-09 11:00 | 2009-05-09 | 1500:00 | 3.27 | 3.56 | 0.72 | 1.29 | 3.58 | 2.484 | 0.60882
2014-05-09 12:00 | 2009-05-09 | 1501:00 | 3.26 | 2.65 | 0.12 | 1.37 | 3.59 | 2.198 | 0.53873
2014-05-09 13:00 | 2009-05-09 | 1502:00 | 3.21 | 2 | 0.33 | 2.44 | 3.28 | 2.252 | 0.55196
2014-05-09 14:00 | 2009-05-09 | 1503:00 | 1.64 | 1.81 | 1.73 | 2.47 | 2.73 | 2.076 | 0.50882
2014-05-09 15:00 | 2009-05-09 | 1504:00 | 0.92 | 1.63 | 1.09 | 1.85 | 1.94 | 1.486 | 0.36422
2014-05-09 16:00 | 2009-05-09 | 1505:00 | 1.9 | 0.55 | 0.95 | 1.77 | 1.34 | 1.302 | 0.31912
2014-05-09 17:00 | 2009-05-09 | 1506:00 | 0.67 | 0.45 | 0.8 | 0.67 | 0.68 | 0.654 | 0.16029
2014-05-09 18:00 | 2009-05-09 | 1507:00 | 0.2 | 0.24 | 0.48 | 0.16 | 0.42 | 0.3 | 0.073529
2014-05-09 19:00 | 2009-05-09 | 1508:00 | 0.11 | 0.18 | 0.35 | 0.09 | 0.2 | 0.186 | 0.045588
2014-05-09 20:00 | 2009-05-09 | 1509:00 | 0.03 | 0.05 | 0.16 | 0.04 | 0.04 | 0.064 | 0.015686
2014-05-09 21:00 | 2009-05-09 | 1510:00 | 0 | 0 | 0.02 | 0 | 0 | 0.004 | 0.00098039
2014-05-09 22:00 | 2009-05-09 | 1511:00 | 0 | 0 | 0 | 0 | 0 | 0 | 0
2014-05-09 23:00 | 2009-05-09 | 1512:00 | 0 | 0 | 0 | 0 | 0 | 0 | 0
2014-05-10 | 2009-05-10 | 1513:00 | 0 | 0 | 0 | 0 | 0 | 0 | 0
2014-05-10 01:00 | 2009-05-10 | 1514:00 | 0 | 0 | 0 | 0 | 0 | 0 | 0
2014-05-10 02:00 | 2009-05-10 | 1515:00 | 0 | 0 | 0 | 0 | 0 | 0 | 0
2014-05-10 03:00 | 2009-05-10 | 1516:00 | 0 | 0 | 0 | 0 | 0 | 0 | 0
2014-05-10 04:00 | 2009-05-10 | 1517:00 | 0 | 0 | 0 | 0 | 0 | 0 | 0
2014-05-10 05:00 | 2009-05-10 | 1518:00 | 0.1 | 0.08 | 0 | 0.09 | 0.08 | 0.07 | 0.017157
2014-05-10 06:00 | 2009-05-10 | 1519:00 | 0.61 | 0.44 | 0.07 | 0.66 | 0.45 | 0.446 | 0.10931
2014-05-10 07:00 | 2009-05-10 | 1520:00 | 0.88 | 1.52 | 0.49 | 1.22 | 1.5 | 1.122 | 0.275
2014-05-10 08:00 | 2009-05-10 | 1521:00 | 0.58 | 2.43 | 1.36 | 2.27 | 2.35 | 1.798 | 0.44069
2014-05-10 09:00 | 2009-05-10 | 1522:00 | 0.8 | 3.1 | 2.17 | 1.96 | 3.07 | 2.22 | 0.54412
2014-05-10 10:00 | 2009-05-10 | 1523:00 | 0.86 | 3.51 | 2.6 | 2.82 | 3.51 | 2.66 | 0.65196
2014-05-10 11:00 | 2009-05-10 | 1524:00 | 3.41 | 3.38 | 1.58 | 2.85 | 3.52 | 2.948 | 0.72255
2014-05-10 12:00 | 2009-05-10 | 1525:00 | 3.05 | 3.16 | 2.68 | 3.53 | 3.63 | 3.21 | 0.78676
2014-05-10 13:00 | 2009-05-10 | 1526:00 | 2.39 | 3.18 | 2.62 | 2.74 | 3.19 | 2.824 | 0.69216
2014-05-10 14:00 | 2009-05-10 | 1527:00 | 1.31 | 3.21 | 1.7 | 1.27 | 2.74 | 2.046 | 0.50147
2014-05-10 15:00 | 2009-05-10 | 1528:00 | 1.43 | 2.5 | 1.47 | 0.83 | 2.39 | 1.724 | 0.42255
2014-05-10 16:00 | 2009-05-10 | 1529:00 | 1.24 | 1.6 | 0.9 | 0.63 | 1.34 | 1.142 | 0.2799
2014-05-10 17:00 | 2009-05-10 | 1530:00 | 0.67 | 0.72 | 0.86 | 0.42 | 0.78 | 0.69 | 0.16912
2014-05-10 18:00 | 2009-05-10 | 1531:00 | 0.24 | 0.26 | 0.47 | 0.2 | 0.34 | 0.302 | 0.07402
2014-05-10 19:00 | 2009-05-10 | 1532:00 | 0.06 | 0.12 | 0.19 | 0.06 | 0.2 | 0.126 | 0.030882
2014-05-10 20:00 | 2009-05-10 | 1533:00 | 0.02 | 0.04 | 0.12 | 0.01 | 0.04 | 0.046 | 0.011275
2014-05-10 21:00 | 2009-05-10 | 1534:00 | 0 | 0 | 0.03 | 0 | 0 | 0.006 | 0.0014706
2014-05-10 22:00 | 2009-05-10 | 1535:00 | 0 | 0 | 0 | 0 | 0 | 0 | 0
2014-05-10 23:00 | 2009-05-10 | 1536:00 | 0 | 0 | 0 | 0 | 0 | 0 | 0
2014-05-11 | 2009-05-11 | 1537:00 | 0 | 0 | 0 | 0 | 0 | 0 | 0
2014-05-11 01:00 | 2009-05-11 | 1538:00 | 0 | 0 | 0 | 0 | 0 | 0 | 0
2014-05-11 02:00 | 2009-05-11 | 1539:00 | 0 | 0 | 0 | 0 | 0 | 0 | 0
2014-05-11 03:00 | 2009-05-11 | 1540:00 | 0 | 0 | 0 | 0 | 0 | 0 | 0
2014-05-11 04:00 | 2009-05-11 | 1541:00 | 0 | 0 | 0 | 0 | 0 | 0 | 0
2014-05-11 05:00 | 2009-05-11 | 1542:00 | 0.07 | 0.1 | 0 | 0.05 | 0.06 | 0.056 | 0.013725
2014-05-11 06:00 | 2009-05-11 | 1543:00 | 0.16 | 0.44 | 0 | 0.52 | 0.39 | 0.302 | 0.07402
2014-05-11 07:00 | 2009-05-11 | 1544:00 | 0.41 | 1.01 | 0.02 | 1.16 | 1.25 | 0.77 | 0.18873
2014-05-11 08:00 | 2009-05-11 | 1545:00 | 0.95 | 0.88 | 0.04 | 2.23 | 2.04 | 1.228 | 0.30098
2014-05-11 09:00 | 2009-05-11 | 1546:00 | 1.01 | 1.45 | 0.12 | 3.35 | 1.86 | 1.558 | 0.38186
2014-05-11 10:00 | 2009-05-11 | 1547:00 | 2.5 | 1.6 | 0.36 | 1.38 | 1.83 | 1.534 | 0.37598
2014-05-11 11:00 | 2009-05-11 | 1548:00 | 3.65 | 1.93 | 0.13 | 1.16 | 0.76 | 1.526 | 0.37402
2014-05-11 12:00 | 2009-05-11 | 1549:00 | 3.57 | 1.87 | 0.51 | 3.16 | 0.7 | 1.962 | 0.48088
2014-05-11 13:00 | 2009-05-11 | 1550:00 | 3.53 | 1.05 | 0.68 | 1.87 | 0.83 | 1.592 | 0.3902
2014-05-11 14:00 | 2009-05-11 | 1551:00 | 3.17 | 0.93 | 0.76 | 1.49 | 0.88 | 1.446 | 0.35441
2014-05-11 15:00 | 2009-05-11 | 1552:00 | 2.56 | 0.77 | 0.73 | 1.63 | 0.83 | 1.304 | 0.31961
2014-05-11 16:00 | 2009-05-11 | 1553:00 | 1.67 | 0.74 | 0.57 | 1.04 | 1.1 | 1.024 | 0.25098
2014-05-11 17:00 | 2009-05-11 | 1554:00 | 0.65 | 0.48 | 0.46 | 0.73 | 0.7 | 0.604 | 0.14804
2014-05-11 18:00 | 2009-05-11 | 1555:00 | 0.21 | 0.29 | 0.22 | 0.54 | 0.29 | 0.31 | 0.07598
2014-05-11 19:00 | 2009-05-11 | 1556:00 | 0.12 | 0.14 | 0.23 | 0.26 | 0.15 | 0.18 | 0.044118
2014-05-11 20:00 | 2009-05-11 | 1557:00 | 0.04 | 0.02 | 0.01 | 0.09 | 0.07 | 0.046 | 0.011275
2014-05-11 21:00 | 2009-05-11 | 1558:00 | 0 | 0 | 0 | 0 | 0 | 0 | 0
2014-05-11 22:00 | 2009-05-11 | 1559:00 | 0 | 0 | 0 | 0 | 0 | 0 | 0
2014-05-11 23:00 | 2009-05-11 | 1560:00 | 0 | 0 | 0 | 0 | 0 | 0 | 0
2014-05-12 | 2009-05-12 | 1561:00 | 0 | 0 | 0 | 0 | 0 | 0 | 0
2014-05-12 01:00 | 2009-05-12 | 1562:00 | 0 | 0 | 0 | 0 | 0 | 0 | 0
2014-05-12 02:00 | 2009-05-12 | 1563:00 | 0 | 0 | 0 | 0 | 0 | 0 | 0
2014-05-12 03:00 | 2009-05-12 | 1564:00 | 0 | 0 | 0 | 0 | 0 | 0 | 0
2014-05-12 04:00 | 2009-05-12 | 1565:00 | 0 | 0 | 0 | 0 | 0 | 0 | 0
2014-05-12 05:00 | 2009-05-12 | 1566:00 | 0.01 | 0.02 | 0 | 0.04 | 0.02 | 0.018 | 0.0044118
2014-05-12 06:00 | 2009-05-12 | 1567:00 | 0.13 | 0.19 | 0.05 | 0.55 | 0.08 | 0.2 | 0.04902
2014-05-12 07:00 | 2009-05-12 | 1568:00 | 0.34 | 0.33 | 0.12 | 1.55 | 0.35 | 0.538 | 0.13186
2014-05-12 08:00 | 2009-05-12 | 1569:00 | 0.48 | 0.34 | 0.29 | 1.72 | 1.37 | 0.84 | 0.20588
2014-05-12 09:00 | 2009-05-12 | 1570:00 | 0.58 | 0.48 | 0.34 | 0.98 | 3.19 | 1.114 | 0.27304
2014-05-12 10:00 | 2009-05-12 | 1571:00 | 0.55 | 0.6 | 0.33 | 1.65 | 2.66 | 1.158 | 0.28382
2014-05-12 11:00 | 2009-05-12 | 1572:00 | 0.5 | 1.1 | 0.6 | 2.37 | 0.97 | 1.108 | 0.27157
2014-05-12 12:00 | 2009-05-12 | 1573:00 | 1.13 | 2.18 | 0.41 | 1.39 | 2.2 | 1.462 | 0.35833
2014-05-12 13:00 | 2009-05-12 | 1574:00 | 2.07 | 2.03 | 0.4 | 0.94 | 3.41 | 1.77 | 0.43382
2014-05-12 14:00 | 2009-05-12 | 1575:00 | 1.75 | 3.01 | 0.29 | 2.53 | 3.03 | 2.122 | 0.5201
2014-05-12 15:00 | 2009-05-12 | 1576:00 | 2.01 | 2.44 | 0.23 | 1.78 | 1.88 | 1.668 | 0.40882
2014-05-12 16:00 | 2009-05-12 | 1577:00 | 1.01 | 1.44 | 0.18 | 1.62 | 0.92 | 1.034 | 0.25343
2014-05-12 17:00 | 2009-05-12 | 1578:00 | 0.48 | 0.52 | 0.22 | 0.55 | 0.83 | 0.52 | 0.12745
2014-05-12 18:00 | 2009-05-12 | 1579:00 | 0.27 | 0.24 | 0.28 | 0.27 | 0.31 | 0.274 | 0.067157
2014-05-12 19:00 | 2009-05-12 | 1580:00 | 0.14 | 0.19 | 0.33 | 0.15 | 0.22 | 0.206 | 0.05049
2014-05-12 20:00 | 2009-05-12 | 1581:00 | 0.04 | 0.08 | 0.13 | 0.05 | 0.07 | 0.074 | 0.018137
2014-05-12 21:00 | 2009-05-12 | 1582:00 | 0 | 0 | 0.03 | 0 | 0 | 0.006 | 0.0014706
2014-05-12 22:00 | 2009-05-12 | 1583:00 | 0 | 0 | 0 | 0 | 0 | 0 | 0
2014-05-12 23:00 | 2009-05-12 | 1584:00 | 0 | 0 | 0 | 0 | 0 | 0 | 0
2014-05-13 | 2009-05-13 | 1585:00 | 0 | 0 | 0 | 0 | 0 | 0 | 0
2014-05-13 01:00 | 2009-05-13 | 1586:00 | 0 | 0 | 0 | 0 | 0 | 0 | 0
2014-05-13 02:00 | 2009-05-13 | 1587:00 | 0 | 0 | 0 | 0 | 0 | 0 | 0
2014-05-13 03:00 | 2009-05-13 | 1588:00 | 0 | 0 | 0 | 0 | 0 | 0 | 0
2014-05-13 04:00 | 2009-05-13 | 1589:00 | 0 | 0.01 | 0 | 0 | 0 | 0.002 | 0.0004902
2014-05-13 05:00 | 2009-05-13 | 1590:00 | 0.08 | 0.09 | 0 | 0.1 | 0.12 | 0.078 | 0.019118
2014-05-13 06:00 | 2009-05-13 | 1591:00 | 0.29 | 0.5 | 0.05 | 0.4 | 0.25 | 0.298 | 0.073039
2014-05-13 07:00 | 2009-05-13 | 1592:00 | 0.47 | 1.32 | 0.74 | 1.03 | 0.42 | 0.796 | 0.1951
2014-05-13 08:00 | 2009-05-13 | 1593:00 | 1.44 | 1.33 | 1.81 | 1.46 | 0.51 | 1.31 | 0.32108
2014-05-13 09:00 | 2009-05-13 | 1594:00 | 2.23 | 1.28 | 1.58 | 2.95 | 0.86 | 1.78 | 0.43627
2014-05-13 10:00 | 2009-05-13 | 1595:00 | 1.88 | 2.34 | 2.17 | 1.36 | 1.12 | 1.774 | 0.4348
2014-05-13 11:00 | 2009-05-13 | 1596:00 | 2.03 | 2.99 | 2.72 | 2.03 | 0.95 | 2.144 | 0.52549
2014-05-13 12:00 | 2009-05-13 | 1597:00 | 2.25 | 3.58 | 3.32 | 2.45 | 1.12 | 2.544 | 0.62353
2014-05-13 13:00 | 2009-05-13 | 1598:00 | 1.32 | 2.93 | 3.14 | 2.8 | 1 | 2.238 | 0.54853
2014-05-13 14:00 | 2009-05-13 | 1599:00 | 1.2 | 2.64 | 2.27 | 3.38 | 1.19 | 2.136 | 0.52353
2014-05-13 15:00 | 2009-05-13 | 1600:00 | 1.3 | 2.49 | 1.85 | 2.79 | 0.88 | 1.862 | 0.45637
2014-05-13 16:00 | 2009-05-13 | 1601:00 | 0.75 | 1.69 | 0.81 | 1.94 | 0.72 | 1.182 | 0.28971
2014-05-13 17:00 | 2009-05-13 | 1602:00 | 0.62 | 0.7 | 0.74 | 0.84 | 0.38 | 0.656 | 0.16078
2014-05-13 18:00 | 2009-05-13 | 1603:00 | 0.4 | 0.17 | 0.61 | 0.27 | 0.44 | 0.378 | 0.092647
2014-05-13 19:00 | 2009-05-13 | 1604:00 | 0.17 | 0.09 | 0.44 | 0.13 | 0.17 | 0.2 | 0.04902
2014-05-13 20:00 | 2009-05-13 | 1605:00 | 0.03 | 0.04 | 0.2 | 0.05 | 0.04 | 0.072 | 0.017647
2014-05-13 21:00 | 2009-05-13 | 1606:00 | 0 | 0 | 0.06 | 0 | 0 | 0.012 | 0.0029412
2014-05-13 22:00 | 2009-05-13 | 1607:00 | 0 | 0 | 0 | 0 | 0 | 0 | 0
2014-05-13 23:00 | 2009-05-13 | 1608:00 | 0 | 0 | 0 | 0 | 0 | 0 | 0
2014-05-14 | 2009-05-14 | 1609:00 | 0 | 0 | 0 | 0 | 0 | 0 | 0
2014-05-14 01:00 | 2009-05-14 | 1610:00 | 0 | 0 | 0 | 0 | 0 | 0 | 0
2014-05-14 02:00 | 2009-05-14 | 1611:00 | 0 | 0 | 0 | 0 | 0 | 0 | 0
2014-05-14 03:00 | 2009-05-14 | 1612:00 | 0 | 0 | 0 | 0 | 0 | 0 | 0
2014-05-14 04:00 | 2009-05-14 | 1613:00 | 0 | 0.01 | 0 | 0 | 0 | 0.002 | 0.0004902
2014-05-14 05:00 | 2009-05-14 | 1614:00 | 0.11 | 0.13 | 0 | 0.09 | 0.03 | 0.072 | 0.017647
2014-05-14 06:00 | 2009-05-14 | 1615:00 | 0.66 | 0.58 | 0.09 | 0.24 | 0.17 | 0.348 | 0.085294
2014-05-14 07:00 | 2009-05-14 | 1616:00 | 1.27 | 1.5 | 0.3 | 0.28 | 0.58 | 0.786 | 0.19265
2014-05-14 08:00 | 2009-05-14 | 1617:00 | 2.15 | 2.32 | 1.03 | 0.41 | 0.84 | 1.35 | 0.33088
2014-05-14 09:00 | 2009-05-14 | 1618:00 | 1.81 | 3.09 | 2.52 | 0.68 | 0.81 | 1.782 | 0.43676
2014-05-14 10:00 | 2009-05-14 | 1619:00 | 1.84 | 3.56 | 3.17 | 1.3 | 1.07 | 2.188 | 0.53627
2014-05-14 11:00 | 2009-05-14 | 1620:00 | 1.36 | 3.66 | 3.38 | 2.54 | 1.32 | 2.452 | 0.60098
2014-05-14 12:00 | 2009-05-14 | 1621:00 | 1.86 | 3.64 | 2.51 | 2.44 | 0.81 | 2.252 | 0.55196
2014-05-14 13:00 | 2009-05-14 | 1622:00 | 1.16 | 3.56 | 2.46 | 1.85 | 0.97 | 2 | 0.4902
2014-05-14 14:00 | 2009-05-14 | 1623:00 | 0.92 | 3.17 | 2.62 | 1.69 | 0.94 | 1.868 | 0.45784
2014-05-14 15:00 | 2009-05-14 | 1624:00 | 0.87 | 2.54 | 3.3 | 1.19 | 0.84 | 1.748 | 0.42843
2014-05-14 16:00 | 2009-05-14 | 1625:00 | 0.88 | 1.56 | 2.67 | 0.83 | 0.79 | 1.346 | 0.3299
2014-05-14 17:00 | 2009-05-14 | 1626:00 | 0.69 | 0.69 | 1.73 | 0.49 | 0.43 | 0.806 | 0.19755
2014-05-14 18:00 | 2009-05-14 | 1627:00 | 0.35 | 0.25 | 0.65 | 0.3 | 0.27 | 0.364 | 0.089216
2014-05-14 19:00 | 2009-05-14 | 1628:00 | 0.21 | 0.14 | 0.16 | 0.22 | 0.1 | 0.166 | 0.040686
2014-05-14 20:00 | 2009-05-14 | 1629:00 | 0.06 | 0.05 | 0.1 | 0.13 | 0.01 | 0.07 | 0.017157
2014-05-14 21:00 | 2009-05-14 | 1630:00 | 0 | 0 | 0.05 | 0 | 0 | 0.01 | 0.002451
2014-05-14 22:00 | 2009-05-14 | 1631:00 | 0 | 0 | 0.01 | 0 | 0 | 0.002 | 0.0004902
2014-05-14 23:00 | 2009-05-14 | 1632:00 | 0 | 0 | 0 | 0 | 0 | 0 | 0
2014-05-15 | 2009-05-15 | 1633:00 | 0 | 0 | 0 | 0 | 0 | 0 | 0
2014-05-15 01:00 | 2009-05-15 | 1634:00 | 0 | 0 | 0 | 0 | 0 | 0 | 0
2014-05-15 02:00 | 2009-05-15 | 1635:00 | 0 | 0 | 0 | 0 | 0 | 0 | 0
2014-05-15 03:00 | 2009-05-15 | 1636:00 | 0 | 0 | 0 | 0 | 0 | 0 | 0
2014-05-15 04:00 | 2009-05-15 | 1637:00 | 0.01 | 0 | 0 | 0.01 | 0 | 0.004 | 0.00098039
2014-05-15 05:00 | 2009-05-15 | 1638:00 | 0.14 | 0.06 | 0.01 | 0.09 | 0.05 | 0.07 | 0.017157
2014-05-15 06:00 | 2009-05-15 | 1639:00 | 0.59 | 0.27 | 0.11 | 0.36 | 0.54 | 0.374 | 0.091667
2014-05-15 07:00 | 2009-05-15 | 1640:00 | 1.51 | 0.62 | 0.69 | 1.1 | 1.12 | 1.008 | 0.24706
2014-05-15 08:00 | 2009-05-15 | 1641:00 | 1.77 | 1.14 | 1.62 | 2.52 | 2.19 | 1.848 | 0.45294
2014-05-15 09:00 | 2009-05-15 | 1642:00 | 1.49 | 1.32 | 2.49 | 2.21 | 1.56 | 1.814 | 0.44461
2014-05-15 10:00 | 2009-05-15 | 1643:00 | 0.82 | 1.37 | 3.13 | 2.7 | 2.38 | 2.08 | 0.5098
2014-05-15 11:00 | 2009-05-15 | 1644:00 | 0.75 | 1.1 | 3.53 | 1.94 | 3.64 | 2.192 | 0.53725
2014-05-15 12:00 | 2009-05-15 | 1645:00 | 0.85 | 0.69 | 3.65 | 2.2 | 3.63 | 2.204 | 0.5402
2014-05-15 13:00 | 2009-05-15 | 1646:00 | 0.81 | 1.03 | 3.65 | 1.98 | 3.57 | 2.208 | 0.54118
2014-05-15 14:00 | 2009-05-15 | 1647:00 | 0.77 | 1.05 | 3.56 | 1.88 | 3.23 | 2.098 | 0.51422
2014-05-15 15:00 | 2009-05-15 | 1648:00 | 0.9 | 0.87 | 3.19 | 2.27 | 2.62 | 1.97 | 0.48284
2014-05-15 16:00 | 2009-05-15 | 1649:00 | 0.79 | 0.83 | 2.56 | 1.65 | 1.66 | 1.498 | 0.36716
2014-05-15 17:00 | 2009-05-15 | 1650:00 | 0.42 | 0.45 | 1.7 | 0.65 | 0.76 | 0.796 | 0.1951
2014-05-15 18:00 | 2009-05-15 | 1651:00 | 0.27 | 0.31 | 0.64 | 0.46 | 0.41 | 0.418 | 0.10245
2014-05-15 19:00 | 2009-05-15 | 1652:00 | 0.14 | 0.18 | 0.15 | 0.18 | 0.27 | 0.184 | 0.045098
2014-05-15 20:00 | 2009-05-15 | 1653:00 | 0.04 | 0.08 | 0.1 | 0.01 | 0.07 | 0.06 | 0.014706
2014-05-15 21:00 | 2009-05-15 | 1654:00 | 0 | 0 | 0.05 | 0 | 0 | 0.01 | 0.002451
2014-05-15 22:00 | 2009-05-15 | 1655:00 | 0 | 0 | 0 | 0 | 0 | 0 | 0
2014-05-15 23:00 | 2009-05-15 | 1656:00 | 0 | 0 | 0 | 0 | 0 | 0 | 0
2014-05-16 | 2009-05-16 | 1657:00 | 0 | 0 | 0 | 0 | 0 | 0 | 0
2014-05-16 01:00 | 2009-05-16 | 1658:00 | 0 | 0 | 0 | 0 | 0 | 0 | 0
2014-05-16 02:00 | 2009-05-16 | 1659:00 | 0 | 0 | 0 | 0 | 0 | 0 | 0
2014-05-16 03:00 | 2009-05-16 | 1660:00 | 0 | 0 | 0 | 0 | 0 | 0 | 0
2014-05-16 04:00 | 2009-05-16 | 1661:00 | 0 | 0.01 | 0 | 0 | 0.01 | 0.004 | 0.00098039
2014-05-16 05:00 | 2009-05-16 | 1662:00 | 0.02 | 0.09 | 0 | 0.01 | 0.1 | 0.044 | 0.010784
2014-05-16 06:00 | 2009-05-16 | 1663:00 | 0.11 | 0.62 | 0.09 | 0.04 | 0.42 | 0.256 | 0.062745
2014-05-16 07:00 | 2009-05-16 | 1664:00 | 0.33 | 1.56 | 0.65 | 0.03 | 0.86 | 0.686 | 0.16814
2014-05-16 08:00 | 2009-05-16 | 1665:00 | 0.78 | 2.41 | 1.64 | 0.08 | 2.12 | 1.406 | 0.34461
2014-05-16 09:00 | 2009-05-16 | 1666:00 | 1.62 | 3.02 | 2.5 | 0.16 | 1.65 | 1.79 | 0.43873
2014-05-16 10:00 | 2009-05-16 | 1667:00 | 2.31 | 3.47 | 3.15 | 0.26 | 3.35 | 2.508 | 0.61471
2014-05-16 11:00 | 2009-05-16 | 1668:00 | 2.79 | 3.61 | 3.58 | 0.27 | 2.71 | 2.592 | 0.63529
2014-05-16 12:00 | 2009-05-16 | 1669:00 | 3.48 | 3.19 | 2.78 | 0.41 | 2.57 | 2.486 | 0.60931
2014-05-16 13:00 | 2009-05-16 | 1670:00 | 3.38 | 2.47 | 3.03 | 0.53 | 3.26 | 2.534 | 0.62108
2014-05-16 14:00 | 2009-05-16 | 1671:00 | 2.08 | 2.57 | 3.2 | 0.51 | 2.18 | 2.108 | 0.51667
2014-05-16 15:00 | 2009-05-16 | 1672:00 | 2.71 | 1.98 | 3.12 | 0.63 | 1.84 | 2.056 | 0.50392
2014-05-16 16:00 | 2009-05-16 | 1673:00 | 1.61 | 1.64 | 2.17 | 0.49 | 0.57 | 1.296 | 0.31765
2014-05-16 17:00 | 2009-05-16 | 1674:00 | 0.73 | 0.66 | 1.72 | 0.46 | 0.4 | 0.794 | 0.19461
2014-05-16 18:00 | 2009-05-16 | 1675:00 | 0.3 | 0.18 | 0.64 | 0.43 | 0.34 | 0.378 | 0.092647
2014-05-16 19:00 | 2009-05-16 | 1676:00 | 0.11 | 0.13 | 0.15 | 0.2 | 0.19 | 0.156 | 0.038235
2014-05-16 20:00 | 2009-05-16 | 1677:00 | 0.05 | 0.08 | 0.1 | 0.06 | 0.07 | 0.072 | 0.017647
2014-05-16 21:00 | 2009-05-16 | 1678:00 | 0 | 0 | 0.05 | 0 | 0 | 0.01 | 0.002451
2014-05-16 22:00 | 2009-05-16 | 1679:00 | 0 | 0 | 0 | 0 | 0 | 0 | 0
2014-05-16 23:00 | 2009-05-16 | 1680:00 | 0 | 0 | 0 | 0 | 0 | 0 | 0
2014-05-17 | 2009-05-17 | 1681:00 | 0 | 0 | 0 | 0 | 0 | 0 | 0
2014-05-17 01:00 | 2009-05-17 | 1682:00 | 0 | 0 | 0 | 0 | 0 | 0 | 0
2014-05-17 02:00 | 2009-05-17 | 1683:00 | 0 | 0 | 0 | 0 | 0 | 0 | 0
2014-05-17 03:00 | 2009-05-17 | 1684:00 | 0 | 0 | 0 | 0 | 0 | 0 | 0
2014-05-17 04:00 | 2009-05-17 | 1685:00 | 0 | 0.01 | 0 | 0.01 | 0.02 | 0.008 | 0.0019608
2014-05-17 05:00 | 2009-05-17 | 1686:00 | 0.04 | 0.11 | 0.03 | 0.12 | 0.21 | 0.102 | 0.025
2014-05-17 06:00 | 2009-05-17 | 1687:00 | 0.2 | 0.64 | 0.13 | 0.64 | 0.68 | 0.458 | 0.11225
2014-05-17 07:00 | 2009-05-17 | 1688:00 | 0.44 | 1.48 | 0.54 | 1.5 | 1.33 | 1.058 | 0.25931
2014-05-17 08:00 | 2009-05-17 | 1689:00 | 2.1 | 2.18 | 1.39 | 2.41 | 2.34 | 2.084 | 0.51078
2014-05-17 09:00 | 2009-05-17 | 1690:00 | 2.46 | 3 | 2.24 | 3.11 | 2.56 | 2.674 | 0.65539
2014-05-17 10:00 | 2009-05-17 | 1691:00 | 1.74 | 3.45 | 2.33 | 3.54 | 1.71 | 2.554 | 0.62598
2014-05-17 11:00 | 2009-05-17 | 1692:00 | 1.85 | 3.51 | 2.8 | 3.55 | 1.4 | 2.622 | 0.64265
2014-05-17 12:00 | 2009-05-17 | 1693:00 | 1.57 | 3.62 | 2.21 | 3.54 | 1 | 2.388 | 0.58529
2014-05-17 13:00 | 2009-05-17 | 1694:00 | 1.19 | 3.06 | 2.68 | 3.45 | 1.28 | 2.332 | 0.57157
2014-05-17 14:00 | 2009-05-17 | 1695:00 | 1.52 | 3.1 | 3.14 | 3.2 | 1.18 | 2.428 | 0.5951
2014-05-17 15:00 | 2009-05-17 | 1696:00 | 1.06 | 2.52 | 3.07 | 2.66 | 2.39 | 2.34 | 0.57353
2014-05-17 16:00 | 2009-05-17 | 1697:00 | 1.17 | 1.56 | 1.81 | 1.94 | 1.59 | 1.614 | 0.39559
2014-05-17 17:00 | 2009-05-17 | 1698:00 | 0.79 | 0.82 | 0.81 | 0.88 | 0.8 | 0.82 | 0.20098
2014-05-17 18:00 | 2009-05-17 | 1699:00 | 0.3 | 0.44 | 0.47 | 0.27 | 0.42 | 0.38 | 0.093137
2014-05-17 19:00 | 2009-05-17 | 1700:00 | 0.2 | 0.15 | 0.25 | 0.17 | 0.21 | 0.196 | 0.048039
2014-05-17 20:00 | 2009-05-17 | 1701:00 | 0.09 | 0.05 | 0.15 | 0.09 | 0.05 | 0.086 | 0.021078
2014-05-17 21:00 | 2009-05-17 | 1702:00 | 0.01 | 0 | 0.05 | 0.01 | 0 | 0.014 | 0.0034314
2014-05-17 22:00 | 2009-05-17 | 1703:00 | 0 | 0 | 0 | 0 | 0 | 0 | 0
2014-05-17 23:00 | 2009-05-17 | 1704:00 | 0 | 0 | 0 | 0 | 0 | 0 | 0
2014-05-18 | 2009-05-18 | 1705:00 | 0 | 0 | 0 | 0 | 0 | 0 | 0
2014-05-18 01:00 | 2009-05-18 | 1706:00 | 0 | 0 | 0 | 0 | 0 | 0 | 0
2014-05-18 02:00 | 2009-05-18 | 1707:00 | 0 | 0 | 0 | 0 | 0 | 0 | 0
2014-05-18 03:00 | 2009-05-18 | 1708:00 | 0 | 0 | 0 | 0 | 0 | 0 | 0
2014-05-18 04:00 | 2009-05-18 | 1709:00 | 0.01 | 0.01 | 0 | 0 | 0.01 | 0.006 | 0.0014706
2014-05-18 05:00 | 2009-05-18 | 1710:00 | 0.1 | 0.17 | 0 | 0.08 | 0.14 | 0.098 | 0.02402
2014-05-18 06:00 | 2009-05-18 | 1711:00 | 0.66 | 0.54 | 0.12 | 0.24 | 0.45 | 0.402 | 0.098529
2014-05-18 07:00 | 2009-05-18 | 1712:00 | 1.63 | 0.88 | 0.46 | 0.46 | 0.93 | 0.872 | 0.21373
2014-05-18 08:00 | 2009-05-18 | 1713:00 | 2.48 | 2.14 | 1.43 | 0.69 | 1.53 | 1.654 | 0.40539
2014-05-18 09:00 | 2009-05-18 | 1714:00 | 3.1 | 2.72 | 2.25 | 0.78 | 2.11 | 2.192 | 0.53725
2014-05-18 10:00 | 2009-05-18 | 1715:00 | 3.5 | 3.37 | 1.73 | 1.25 | 2.5 | 2.47 | 0.60539
2014-05-18 11:00 | 2009-05-18 | 1716:00 | 3.65 | 3.09 | 2.26 | 2.58 | 2.94 | 2.904 | 0.71176
2014-05-18 12:00 | 2009-05-18 | 1717:00 | 3.66 | 3.47 | 3.57 | 3.13 | 3.03 | 3.372 | 0.82647
2014-05-18 13:00 | 2009-05-18 | 1718:00 | 3.5 | 3.1 | 3.49 | 1.74 | 1.56 | 2.678 | 0.65637
2014-05-18 14:00 | 2009-05-18 | 1719:00 | 3.1 | 2.51 | 3.16 | 2.03 | 1.81 | 2.522 | 0.61814
2014-05-18 15:00 | 2009-05-18 | 1720:00 | 2.49 | 1.64 | 1.76 | 1.18 | 1.49 | 1.712 | 0.41961
2014-05-18 16:00 | 2009-05-18 | 1721:00 | 1.66 | 0.88 | 1.1 | 1.29 | 0.54 | 1.094 | 0.26814
2014-05-18 17:00 | 2009-05-18 | 1722:00 | 0.66 | 0.46 | 1.23 | 0.99 | 0.5 | 0.768 | 0.18824
2014-05-18 18:00 | 2009-05-18 | 1723:00 | 0.19 | 0.44 | 0.75 | 0.36 | 0.29 | 0.406 | 0.09951
2014-05-18 19:00 | 2009-05-18 | 1724:00 | 0.12 | 0.13 | 0.33 | 0.16 | 0.11 | 0.17 | 0.041667
2014-05-18 20:00 | 2009-05-18 | 1725:00 | 0.05 | 0.06 | 0.16 | 0.08 | 0.05 | 0.08 | 0.019608
2014-05-18 21:00 | 2009-05-18 | 1726:00 | 0 | 0.01 | 0.04 | 0.01 | 0.01 | 0.014 | 0.0034314
2014-05-18 22:00 | 2009-05-18 | 1727:00 | 0 | 0 | 0 | 0 | 0 | 0 | 0
2014-05-18 23:00 | 2009-05-18 | 1728:00 | 0 | 0 | 0 | 0 | 0 | 0 | 0
2014-05-19 | 2009-05-19 | 1729:00 | 0 | 0 | 0 | 0 | 0 | 0 | 0
2014-05-19 01:00 | 2009-05-19 | 1730:00 | 0 | 0 | 0 | 0 | 0 | 0 | 0
2014-05-19 02:00 | 2009-05-19 | 1731:00 | 0 | 0 | 0 | 0 | 0 | 0 | 0
2014-05-19 03:00 | 2009-05-19 | 1732:00 | 0 | 0 | 0 | 0 | 0 | 0 | 0
2014-05-19 04:00 | 2009-05-19 | 1733:00 | 0.01 | 0 | 0 | 0.01 | 0 | 0.004 | 0.00098039
2014-05-19 05:00 | 2009-05-19 | 1734:00 | 0.15 | 0.06 | 0 | 0.14 | 0.1 | 0.09 | 0.022059
2014-05-19 06:00 | 2009-05-19 | 1735:00 | 0.68 | 0.18 | 0.04 | 0.51 | 0.23 | 0.328 | 0.080392
2014-05-19 07:00 | 2009-05-19 | 1736:00 | 1.47 | 0.19 | 0.13 | 1.57 | 1.16 | 0.904 | 0.22157
2014-05-19 08:00 | 2009-05-19 | 1737:00 | 2.45 | 0.36 | 0.51 | 2.41 | 1 | 1.346 | 0.3299
2014-05-19 09:00 | 2009-05-19 | 1738:00 | 3.06 | 0.49 | 0.71 | 1.2 | 0.5 | 1.192 | 0.29216
2014-05-19 10:00 | 2009-05-19 | 1739:00 | 3.46 | 0.94 | 0.83 | 0.72 | 1.41 | 1.472 | 0.36078
2014-05-19 11:00 | 2009-05-19 | 1740:00 | 3.63 | 1.55 | 0.61 | 0.77 | 1.5 | 1.612 | 0.3951
2014-05-19 12:00 | 2009-05-19 | 1741:00 | 3.58 | 1.18 | 0.52 | 0.93 | 2.23 | 1.688 | 0.41373
2014-05-19 13:00 | 2009-05-19 | 1742:00 | 3.27 | 0.84 | 1.36 | 1.16 | 1.67 | 1.66 | 0.40686
2014-05-19 14:00 | 2009-05-19 | 1743:00 | 2.75 | 0.85 | 1.77 | 1.88 | 1.06 | 1.662 | 0.40735
2014-05-19 15:00 | 2009-05-19 | 1744:00 | 2.28 | 0.79 | 2.69 | 1.26 | 1.64 | 1.732 | 0.42451
2014-05-19 16:00 | 2009-05-19 | 1745:00 | 1.57 | 0.84 | 1.37 | 0.87 | 0.68 | 1.066 | 0.26127
2014-05-19 17:00 | 2009-05-19 | 1746:00 | 0.81 | 0.73 | 1.03 | 0.56 | 0.57 | 0.74 | 0.18137
2014-05-19 18:00 | 2009-05-19 | 1747:00 | 0.42 | 0.49 | 0.66 | 0.37 | 0.29 | 0.446 | 0.10931
2014-05-19 19:00 | 2009-05-19 | 1748:00 | 0.18 | 0.22 | 0.31 | 0.19 | 0.28 | 0.236 | 0.057843
2014-05-19 20:00 | 2009-05-19 | 1749:00 | 0.07 | 0.07 | 0.19 | 0.06 | 0.02 | 0.082 | 0.020098
2014-05-19 21:00 | 2009-05-19 | 1750:00 | 0.01 | 0 | 0.04 | 0.01 | 0 | 0.012 | 0.0029412
2014-05-19 22:00 | 2009-05-19 | 1751:00 | 0 | 0 | 0 | 0 | 0 | 0 | 0
2014-05-19 23:00 | 2009-05-19 | 1752:00 | 0 | 0 | 0 | 0 | 0 | 0 | 0
2014-05-20 | 2009-05-20 | 1753:00 | 0 | 0 | 0 | 0 | 0 | 0 | 0
2014-05-20 01:00 | 2009-05-20 | 1754:00 | 0 | 0 | 0 | 0 | 0 | 0 | 0
2014-05-20 02:00 | 2009-05-20 | 1755:00 | 0 | 0 | 0 | 0 | 0 | 0 | 0
2014-05-20 03:00 | 2009-05-20 | 1756:00 | 0 | 0 | 0 | 0 | 0 | 0 | 0
2014-05-20 04:00 | 2009-05-20 | 1757:00 | 0.02 | 0.01 | 0 | 0.02 | 0.01 | 0.012 | 0.0029412
2014-05-20 05:00 | 2009-05-20 | 1758:00 | 0.1 | 0.12 | 0 | 0.12 | 0.15 | 0.098 | 0.02402
2014-05-20 06:00 | 2009-05-20 | 1759:00 | 0.67 | 0.67 | 0.09 | 0.64 | 0.47 | 0.508 | 0.12451
2014-05-20 07:00 | 2009-05-20 | 1760:00 | 1.59 | 1.48 | 0.31 | 1.6 | 1.04 | 1.204 | 0.2951
2014-05-20 08:00 | 2009-05-20 | 1761:00 | 2.43 | 2.46 | 0.68 | 2.52 | 0.45 | 1.708 | 0.41863
2014-05-20 09:00 | 2009-05-20 | 1762:00 | 3.05 | 3.07 | 1.06 | 2.93 | 0.75 | 2.172 | 0.53235
2014-05-20 10:00 | 2009-05-20 | 1763:00 | 3.44 | 3.46 | 1.93 | 3.38 | 1.36 | 2.714 | 0.6652
2014-05-20 11:00 | 2009-05-20 | 1764:00 | 3.61 | 3.62 | 2.02 | 3.46 | 1.65 | 2.872 | 0.70392
2014-05-20 12:00 | 2009-05-20 | 1765:00 | 3.65 | 3.63 | 1.68 | 2.99 | 2.91 | 2.972 | 0.72843
2014-05-20 13:00 | 2009-05-20 | 1766:00 | 3.55 | 3.24 | 1.83 | 3.09 | 3.01 | 2.944 | 0.72157
2014-05-20 14:00 | 2009-05-20 | 1767:00 | 3.28 | 2.81 | 1.09 | 2.31 | 1.94 | 2.286 | 0.56029
2014-05-20 15:00 | 2009-05-20 | 1768:00 | 2.34 | 2.6 | 1.5 | 1.74 | 1.22 | 1.88 | 0.46078
2014-05-20 16:00 | 2009-05-20 | 1769:00 | 1.65 | 1.45 | 1.28 | 0.67 | 0.85 | 1.18 | 0.28922
2014-05-20 17:00 | 2009-05-20 | 1770:00 | 0.68 | 0.64 | 0.67 | 0.42 | 0.49 | 0.58 | 0.14216
2014-05-20 18:00 | 2009-05-20 | 1771:00 | 0.18 | 0.17 | 0.41 | 0.38 | 0.29 | 0.286 | 0.070098
2014-05-20 19:00 | 2009-05-20 | 1772:00 | 0.11 | 0.12 | 0.35 | 0.21 | 0.13 | 0.184 | 0.045098
2014-05-20 20:00 | 2009-05-20 | 1773:00 | 0.05 | 0.09 | 0.14 | 0.08 | 0.05 | 0.082 | 0.020098
2014-05-20 21:00 | 2009-05-20 | 1774:00 | 0.01 | 0.02 | 0.05 | 0.01 | 0 | 0.018 | 0.0044118
2014-05-20 22:00 | 2009-05-20 | 1775:00 | 0 | 0 | 0.01 | 0 | 0 | 0.002 | 0.0004902
2014-05-20 23:00 | 2009-05-20 | 1776:00 | 0 | 0 | 0 | 0 | 0 | 0 | 0
2014-05-21 | 2009-05-21 | 1777:00 | 0 | 0 | 0 | 0 | 0 | 0 | 0
2014-05-21 01:00 | 2009-05-21 | 1778:00 | 0 | 0 | 0 | 0 | 0 | 0 | 0
2014-05-21 02:00 | 2009-05-21 | 1779:00 | 0 | 0 | 0 | 0 | 0 | 0 | 0
2014-05-21 03:00 | 2009-05-21 | 1780:00 | 0 | 0 | 0 | 0 | 0 | 0 | 0
2014-05-21 04:00 | 2009-05-21 | 1781:00 | 0.01 | 0.02 | 0 | 0 | 0.01 | 0.008 | 0.0019608
2014-05-21 05:00 | 2009-05-21 | 1782:00 | 0.12 | 0.16 | 0.01 | 0.04 | 0.11 | 0.088 | 0.021569
2014-05-21 06:00 | 2009-05-21 | 1783:00 | 0.63 | 0.7 | 0.05 | 0.18 | 0.66 | 0.444 | 0.10882
2014-05-21 07:00 | 2009-05-21 | 1784:00 | 1.55 | 1.49 | 0.11 | 0.56 | 1.62 | 1.066 | 0.26127
2014-05-21 08:00 | 2009-05-21 | 1785:00 | 2.35 | 2.44 | 0.57 | 0.7 | 2.49 | 1.71 | 0.41912
2014-05-21 09:00 | 2009-05-21 | 1786:00 | 3.07 | 3.09 | 1.24 | 1.52 | 3.12 | 2.408 | 0.5902
2014-05-21 10:00 | 2009-05-21 | 1787:00 | 3.48 | 3.45 | 2.7 | 1.89 | 3.53 | 3.01 | 0.73775
2014-05-21 11:00 | 2009-05-21 | 1788:00 | 3.64 | 3.61 | 2.74 | 1.79 | 3.68 | 3.092 | 0.75784
2014-05-21 12:00 | 2009-05-21 | 1789:00 | 3.64 | 3.63 | 2.69 | 1.94 | 3.67 | 3.114 | 0.76324
2014-05-21 13:00 | 2009-05-21 | 1790:00 | 3.09 | 2.83 | 2.66 | 2.35 | 3.53 | 2.892 | 0.70882
2014-05-21 14:00 | 2009-05-21 | 1791:00 | 3.24 | 2.6 | 3.27 | 1.22 | 2.48 | 2.562 | 0.62794
2014-05-21 15:00 | 2009-05-21 | 1792:00 | 2.69 | 1.33 | 1.43 | 1.37 | 2.53 | 1.87 | 0.45833
2014-05-21 16:00 | 2009-05-21 | 1793:00 | 1.72 | 0.82 | 1.91 | 0.91 | 1.69 | 1.41 | 0.34559
2014-05-21 17:00 | 2009-05-21 | 1794:00 | 0.73 | 0.58 | 1.74 | 0.43 | 0.65 | 0.826 | 0.20245
2014-05-21 18:00 | 2009-05-21 | 1795:00 | 0.21 | 0.19 | 0.66 | 0.35 | 0.18 | 0.318 | 0.077941
2014-05-21 19:00 | 2009-05-21 | 1796:00 | 0.13 | 0.17 | 0.28 | 0.23 | 0.11 | 0.184 | 0.045098
2014-05-21 20:00 | 2009-05-21 | 1797:00 | 0.07 | 0.09 | 0.19 | 0.08 | 0.06 | 0.098 | 0.02402
2014-05-21 21:00 | 2009-05-21 | 1798:00 | 0.01 | 0.01 | 0.06 | 0 | 0.01 | 0.018 | 0.0044118
2014-05-21 22:00 | 2009-05-21 | 1799:00 | 0 | 0 | 0.01 | 0 | 0 | 0.002 | 0.0004902
2014-05-21 23:00 | 2009-05-21 | 1800:00 | 0 | 0 | 0 | 0 | 0 | 0 | 0
2014-05-22 | 2009-05-22 | 1801:00 | 0 | 0 | 0 | 0 | 0 | 0 | 0
2014-05-22 01:00 | 2009-05-22 | 1802:00 | 0 | 0 | 0 | 0 | 0 | 0 | 0
2014-05-22 02:00 | 2009-05-22 | 1803:00 | 0 | 0 | 0 | 0 | 0 | 0 | 0
2014-05-22 03:00 | 2009-05-22 | 1804:00 | 0 | 0 | 0 | 0 | 0 | 0 | 0
2014-05-22 04:00 | 2009-05-22 | 1805:00 | 0.01 | 0.01 | 0 | 0 | 0 | 0.004 | 0.00098039
2014-05-22 05:00 | 2009-05-22 | 1806:00 | 0.13 | 0.12 | 0 | 0.04 | 0.09 | 0.076 | 0.018627
2014-05-22 06:00 | 2009-05-22 | 1807:00 | 0.66 | 0.81 | 0.02 | 0.28 | 0.24 | 0.402 | 0.098529
2014-05-22 07:00 | 2009-05-22 | 1808:00 | 1.57 | 1.56 | 0.07 | 0.55 | 0.53 | 0.856 | 0.2098
2014-05-22 08:00 | 2009-05-22 | 1809:00 | 2.38 | 2.36 | 0.11 | 0.69 | 1 | 1.308 | 0.32059
2014-05-22 09:00 | 2009-05-22 | 1810:00 | 3.01 | 3 | 0.34 | 0.71 | 0.56 | 1.524 | 0.37353
2014-05-22 10:00 | 2009-05-22 | 1811:00 | 3.3 | 3.42 | 0.7 | 1.11 | 0.73 | 1.852 | 0.45392
2014-05-22 11:00 | 2009-05-22 | 1812:00 | 3.34 | 3.65 | 0.77 | 1.73 | 0.76 | 2.05 | 0.50245
2014-05-22 12:00 | 2009-05-22 | 1813:00 | 3.2 | 2.35 | 0.59 | 1.56 | 0.94 | 1.728 | 0.42353
2014-05-22 13:00 | 2009-05-22 | 1814:00 | 2 | 2.3 | 0.36 | 0.83 | 0.9 | 1.278 | 0.31324
2014-05-22 14:00 | 2009-05-22 | 1815:00 | 1.36 | 3.33 | 0.48 | 0.8 | 0.69 | 1.332 | 0.32647
2014-05-22 15:00 | 2009-05-22 | 1816:00 | 0.89 | 1.93 | 0.17 | 0.76 | 1 | 0.95 | 0.23284
2014-05-22 16:00 | 2009-05-22 | 1817:00 | 1.14 | 0.58 | 0.33 | 0.91 | 0.76 | 0.744 | 0.18235
2014-05-22 17:00 | 2009-05-22 | 1818:00 | 0.84 | 0.58 | 0.47 | 0.23 | 0.48 | 0.52 | 0.12745
2014-05-22 18:00 | 2009-05-22 | 1819:00 | 0.39 | 0.34 | 0.38 | 0.34 | 0.36 | 0.362 | 0.088725
2014-05-22 19:00 | 2009-05-22 | 1820:00 | 0.18 | 0.21 | 0.35 | 0.16 | 0.19 | 0.218 | 0.053431
2014-05-22 20:00 | 2009-05-22 | 1821:00 | 0.06 | 0.07 | 0.13 | 0.04 | 0.07 | 0.074 | 0.018137
2014-05-22 21:00 | 2009-05-22 | 1822:00 | 0.01 | 0.01 | 0.02 | 0 | 0 | 0.008 | 0.0019608
2014-05-22 22:00 | 2009-05-22 | 1823:00 | 0 | 0 | 0 | 0 | 0 | 0 | 0
2014-05-22 23:00 | 2009-05-22 | 1824:00 | 0 | 0 | 0 | 0 | 0 | 0 | 0
2014-05-23 | 2009-05-23 | 1825:00 | 0 | 0 | 0 | 0 | 0 | 0 | 0
2014-05-23 01:00 | 2009-05-23 | 1826:00 | 0 | 0 | 0 | 0 | 0 | 0 | 0
2014-05-23 02:00 | 2009-05-23 | 1827:00 | 0 | 0 | 0 | 0 | 0 | 0 | 0
2014-05-23 03:00 | 2009-05-23 | 1828:00 | 0 | 0 | 0 | 0 | 0 | 0 | 0
2014-05-23 04:00 | 2009-05-23 | 1829:00 | 0.01 | 0.02 | 0 | 0.02 | 0.02 | 0.014 | 0.0034314
2014-05-23 05:00 | 2009-05-23 | 1830:00 | 0.14 | 0.16 | 0 | 0.22 | 0.13 | 0.13 | 0.031863
2014-05-23 06:00 | 2009-05-23 | 1831:00 | 0.63 | 0.87 | 0 | 0.69 | 0.67 | 0.572 | 0.1402
2014-05-23 07:00 | 2009-05-23 | 1832:00 | 1.56 | 1.26 | 0.03 | 1.55 | 1.61 | 1.202 | 0.29461
2014-05-23 08:00 | 2009-05-23 | 1833:00 | 2.39 | 2.12 | 0.07 | 1.76 | 2.5 | 1.768 | 0.43333
2014-05-23 09:00 | 2009-05-23 | 1834:00 | 3.01 | 3.03 | 0.16 | 2.48 | 3.13 | 2.362 | 0.57892
2014-05-23 10:00 | 2009-05-23 | 1835:00 | 3.41 | 3.5 | 0.3 | 3.07 | 3.52 | 2.76 | 0.67647
2014-05-23 11:00 | 2009-05-23 | 1836:00 | 3.64 | 3.09 | 1.22 | 2.49 | 3.24 | 2.736 | 0.67059
2014-05-23 12:00 | 2009-05-23 | 1837:00 | 3.17 | 1.94 | 0.59 | 2.73 | 3.25 | 2.336 | 0.57255
2014-05-23 13:00 | 2009-05-23 | 1838:00 | 2.71 | 0.87 | 0.35 | 1.95 | 3.48 | 1.872 | 0.45882
2014-05-23 14:00 | 2009-05-23 | 1839:00 | 3.11 | 1.9 | 0.33 | 1.05 | 3.03 | 1.884 | 0.46176
2014-05-23 15:00 | 2009-05-23 | 1840:00 | 2.54 | 1 | 0.5 | 0.6 | 2.45 | 1.418 | 0.34755
2014-05-23 16:00 | 2009-05-23 | 1841:00 | 1.39 | 1.08 | 1.29 | 0.47 | 1.65 | 1.176 | 0.28824
2014-05-23 17:00 | 2009-05-23 | 1842:00 | 0.64 | 0.65 | 0.26 | 0.3 | 0.63 | 0.496 | 0.12157
2014-05-23 18:00 | 2009-05-23 | 1843:00 | 0.16 | 0.22 | 0.48 | 0.37 | 0.18 | 0.282 | 0.069118
2014-05-23 19:00 | 2009-05-23 | 1844:00 | 0.11 | 0.22 | 0.27 | 0.23 | 0.15 | 0.196 | 0.048039
2014-05-23 20:00 | 2009-05-23 | 1845:00 | 0.06 | 0.04 | 0.18 | 0.12 | 0.13 | 0.106 | 0.02598
2014-05-23 21:00 | 2009-05-23 | 1846:00 | 0.01 | 0 | 0.05 | 0.01 | 0.03 | 0.02 | 0.004902
2014-05-23 22:00 | 2009-05-23 | 1847:00 | 0 | 0 | 0 | 0 | 0 | 0 | 0
2014-05-23 23:00 | 2009-05-23 | 1848:00 | 0 | 0 | 0 | 0 | 0 | 0 | 0
2014-05-24 | 2009-05-24 | 1849:00 | 0 | 0 | 0 | 0 | 0 | 0 | 0
2014-05-24 01:00 | 2009-05-24 | 1850:00 | 0 | 0 | 0 | 0 | 0 | 0 | 0
2014-05-24 02:00 | 2009-05-24 | 1851:00 | 0 | 0 | 0 | 0 | 0 | 0 | 0
2014-05-24 03:00 | 2009-05-24 | 1852:00 | 0 | 0 | 0 | 0 | 0 | 0 | 0
2014-05-24 04:00 | 2009-05-24 | 1853:00 | 0.02 | 0.01 | 0 | 0.03 | 0.01 | 0.014 | 0.0034314
2014-05-24 05:00 | 2009-05-24 | 1854:00 | 0.1 | 0.03 | 0 | 0.11 | 0.16 | 0.08 | 0.019608
2014-05-24 06:00 | 2009-05-24 | 1855:00 | 0.37 | 0.22 | 0.06 | 0.65 | 0.66 | 0.392 | 0.096078
2014-05-24 07:00 | 2009-05-24 | 1856:00 | 1.53 | 0.62 | 0.2 | 1.55 | 1.54 | 1.088 | 0.26667
2014-05-24 08:00 | 2009-05-24 | 1857:00 | 2.36 | 1.43 | 0.22 | 2.39 | 1.83 | 1.646 | 0.40343
2014-05-24 09:00 | 2009-05-24 | 1858:00 | 2.96 | 1.22 | 0.52 | 2.96 | 2.65 | 2.062 | 0.50539
2014-05-24 10:00 | 2009-05-24 | 1859:00 | 3.35 | 1.34 | 1.43 | 3.43 | 3.34 | 2.578 | 0.63186
2014-05-24 11:00 | 2009-05-24 | 1860:00 | 3.52 | 2.79 | 2.43 | 3.39 | 3.36 | 3.098 | 0.75931
2014-05-24 12:00 | 2009-05-24 | 1861:00 | 3.58 | 2.51 | 2.83 | 3.41 | 3.47 | 3.16 | 0.77451
2014-05-24 13:00 | 2009-05-24 | 1862:00 | 3.23 | 3.47 | 2.8 | 2.3 | 3.26 | 3.012 | 0.73824
2014-05-24 14:00 | 2009-05-24 | 1863:00 | 2.84 | 2.39 | 1.83 | 2.85 | 2.72 | 2.526 | 0.61912
2014-05-24 15:00 | 2009-05-24 | 1864:00 | 1.77 | 0.56 | 1.69 | 1.52 | 2.06 | 1.52 | 0.37255
2014-05-24 16:00 | 2009-05-24 | 1865:00 | 1.19 | 0.75 | 1.4 | 1.7 | 0.93 | 1.194 | 0.29265
2014-05-24 17:00 | 2009-05-24 | 1866:00 | 0.71 | 0.86 | 0.69 | 0.69 | 0.49 | 0.688 | 0.16863
2014-05-24 18:00 | 2009-05-24 | 1867:00 | 0.31 | 0.4 | 0.48 | 0.2 | 0.29 | 0.336 | 0.082353
2014-05-24 19:00 | 2009-05-24 | 1868:00 | 0.15 | 0.17 | 0.36 | 0.11 | 0.18 | 0.194 | 0.047549
2014-05-24 20:00 | 2009-05-24 | 1869:00 | 0.12 | 0.09 | 0.26 | 0.05 | 0.09 | 0.122 | 0.029902
2014-05-24 21:00 | 2009-05-24 | 1870:00 | 0 | 0.01 | 0.06 | 0.01 | 0.01 | 0.018 | 0.0044118
2014-05-24 22:00 | 2009-05-24 | 1871:00 | 0 | 0 | 0.01 | 0 | 0 | 0.002 | 0.0004902
2014-05-24 23:00 | 2009-05-24 | 1872:00 | 0 | 0 | 0 | 0 | 0 | 0 | 0
2014-05-25 | 2009-05-25 | 1873:00 | 0 | 0 | 0 | 0 | 0 | 0 | 0
2014-05-25 01:00 | 2009-05-25 | 1874:00 | 0 | 0 | 0 | 0 | 0 | 0 | 0
2014-05-25 02:00 | 2009-05-25 | 1875:00 | 0 | 0 | 0 | 0 | 0 | 0 | 0
2014-05-25 03:00 | 2009-05-25 | 1876:00 | 0 | 0 | 0 | 0 | 0 | 0 | 0
2014-05-25 04:00 | 2009-05-25 | 1877:00 | 0.02 | 0.01 | 0 | 0.05 | 0.03 | 0.022 | 0.0053922
2014-05-25 05:00 | 2009-05-25 | 1878:00 | 0.13 | 0.11 | 0.01 | 0.21 | 0.17 | 0.126 | 0.030882
2014-05-25 06:00 | 2009-05-25 | 1879:00 | 0.64 | 0.65 | 0.13 | 0.54 | 0.65 | 0.522 | 0.12794
2014-05-25 07:00 | 2009-05-25 | 1880:00 | 1.54 | 1.55 | 0.57 | 0.98 | 1.2 | 1.168 | 0.28627
2014-05-25 08:00 | 2009-05-25 | 1881:00 | 2.32 | 2.37 | 1.1 | 1.44 | 1.9 | 1.826 | 0.44755
2014-05-25 09:00 | 2009-05-25 | 1882:00 | 2.9 | 2.99 | 1.55 | 0.79 | 2.4 | 2.126 | 0.52108
2014-05-25 10:00 | 2009-05-25 | 1883:00 | 3.06 | 3.09 | 2.85 | 0.7 | 2.37 | 2.414 | 0.59167
2014-05-25 11:00 | 2009-05-25 | 1884:00 | 0.99 | 1.87 | 2.01 | 1.91 | 3.05 | 1.966 | 0.48186
2014-05-25 12:00 | 2009-05-25 | 1885:00 | 1.3 | 1.15 | 2.81 | 2.17 | 3.05 | 2.096 | 0.51373
2014-05-25 13:00 | 2009-05-25 | 1886:00 | 2.6 | 2.36 | 1.02 | 1.09 | 2.56 | 1.926 | 0.47206
2014-05-25 14:00 | 2009-05-25 | 1887:00 | 2.2 | 2.31 | 1.29 | 0.78 | 1.37 | 1.59 | 0.38971
2014-05-25 15:00 | 2009-05-25 | 1888:00 | 1.7 | 2 | 1.09 | 0.9 | 1.24 | 1.386 | 0.33971
2014-05-25 16:00 | 2009-05-25 | 1889:00 | 0.87 | 1.41 | 1.02 | 0.68 | 0.91 | 0.978 | 0.23971
2014-05-25 17:00 | 2009-05-25 | 1890:00 | 0.37 | 0.78 | 1.17 | 0.58 | 0.58 | 0.696 | 0.17059
2014-05-25 18:00 | 2009-05-25 | 1891:00 | 0.37 | 0.3 | 0.69 | 0.26 | 0.35 | 0.394 | 0.096569
2014-05-25 19:00 | 2009-05-25 | 1892:00 | 0.11 | 0.14 | 0.45 | 0.18 | 0.16 | 0.208 | 0.05098
2014-05-25 20:00 | 2009-05-25 | 1893:00 | 0.09 | 0.11 | 0.25 | 0.09 | 0.06 | 0.12 | 0.029412
2014-05-25 21:00 | 2009-05-25 | 1894:00 | 0.03 | 0.02 | 0.1 | 0.01 | 0 | 0.032 | 0.0078431
2014-05-25 22:00 | 2009-05-25 | 1895:00 | 0 | 0 | 0.01 | 0 | 0 | 0.002 | 0.0004902
2014-05-25 23:00 | 2009-05-25 | 1896:00 | 0 | 0 | 0 | 0 | 0 | 0 | 0
2014-05-26 | 2009-05-26 | 1897:00 | 0 | 0 | 0 | 0 | 0 | 0 | 0
2014-05-26 01:00 | 2009-05-26 | 1898:00 | 0 | 0 | 0 | 0 | 0 | 0 | 0
2014-05-26 02:00 | 2009-05-26 | 1899:00 | 0 | 0 | 0 | 0 | 0 | 0 | 0
2014-05-26 03:00 | 2009-05-26 | 1900:00 | 0 | 0 | 0 | 0 | 0 | 0 | 0
2014-05-26 04:00 | 2009-05-26 | 1901:00 | 0.04 | 0.03 | 0 | 0.01 | 0.02 | 0.02 | 0.004902
2014-05-26 05:00 | 2009-05-26 | 1902:00 | 0.18 | 0.12 | 0.02 | 0.13 | 0.09 | 0.108 | 0.026471
2014-05-26 06:00 | 2009-05-26 | 1903:00 | 0.63 | 0.54 | 0.13 | 0.39 | 0.47 | 0.432 | 0.10588
2014-05-26 07:00 | 2009-05-26 | 1904:00 | 1.63 | 1.22 | 0.64 | 1.14 | 1.04 | 1.134 | 0.27794
2014-05-26 08:00 | 2009-05-26 | 1905:00 | 2.6 | 2.41 | 1.51 | 1.24 | 2.35 | 2.022 | 0.49559
2014-05-26 09:00 | 2009-05-26 | 1906:00 | 2.52 | 2.69 | 2.32 | 0.92 | 2.92 | 2.274 | 0.55735
2014-05-26 10:00 | 2009-05-26 | 1907:00 | 3.22 | 2.72 | 2.91 | 1.66 | 3.28 | 2.758 | 0.67598
2014-05-26 11:00 | 2009-05-26 | 1908:00 | 2.57 | 3.14 | 3.32 | 2.18 | 3.48 | 2.938 | 0.7201
2014-05-26 12:00 | 2009-05-26 | 1909:00 | 2.43 | 3.22 | 3.54 | 3.22 | 3.5 | 3.182 | 0.7799
2014-05-26 13:00 | 2009-05-26 | 1910:00 | 2.53 | 2.76 | 3.09 | 2.45 | 3.38 | 2.842 | 0.69657
2014-05-26 14:00 | 2009-05-26 | 1911:00 | 2 | 2.02 | 2.24 | 1.77 | 2.6 | 2.126 | 0.52108
2014-05-26 15:00 | 2009-05-26 | 1912:00 | 1.6 | 1.37 | 2.94 | 1.62 | 2.29 | 1.964 | 0.48137
2014-05-26 16:00 | 2009-05-26 | 1913:00 | 1.82 | 1.45 | 1.9 | 1.39 | 1.12 | 1.536 | 0.37647
2014-05-26 17:00 | 2009-05-26 | 1914:00 | 0.66 | 0.83 | 1.23 | 0.67 | 0.57 | 0.792 | 0.19412
2014-05-26 18:00 | 2009-05-26 | 1915:00 | 0.32 | 0.36 | 0.76 | 0.35 | 0.33 | 0.424 | 0.10392
2014-05-26 19:00 | 2009-05-26 | 1916:00 | 0.15 | 0.17 | 0.31 | 0.2 | 0.11 | 0.188 | 0.046078
2014-05-26 20:00 | 2009-05-26 | 1917:00 | 0.06 | 0.13 | 0.18 | 0.08 | 0.04 | 0.098 | 0.02402
2014-05-26 21:00 | 2009-05-26 | 1918:00 | 0.01 | 0.01 | 0.07 | 0.01 | 0.01 | 0.022 | 0.0053922
2014-05-26 22:00 | 2009-05-26 | 1919:00 | 0 | 0 | 0.01 | 0 | 0 | 0.002 | 0.0004902
2014-05-26 23:00 | 2009-05-26 | 1920:00 | 0 | 0 | 0 | 0 | 0 | 0 | 0
2014-05-27 | 2009-05-27 | 1921:00 | 0 | 0 | 0 | 0 | 0 | 0 | 0
2014-05-27 01:00 | 2009-05-27 | 1922:00 | 0 | 0 | 0 | 0 | 0 | 0 | 0
2014-05-27 02:00 | 2009-05-27 | 1923:00 | 0 | 0 | 0 | 0 | 0 | 0 | 0
2014-05-27 03:00 | 2009-05-27 | 1924:00 | 0 | 0 | 0 | 0 | 0 | 0 | 0
2014-05-27 04:00 | 2009-05-27 | 1925:00 | 0.03 | 0.02 | 0 | 0.02 | 0.02 | 0.018 | 0.0044118
2014-05-27 05:00 | 2009-05-27 | 1926:00 | 0.15 | 0.19 | 0.02 | 0.12 | 0.19 | 0.134 | 0.032843
2014-05-27 06:00 | 2009-05-27 | 1927:00 | 0.53 | 0.65 | 0.18 | 0.68 | 0.52 | 0.512 | 0.12549
2014-05-27 07:00 | 2009-05-27 | 1928:00 | 1.08 | 0.78 | 0.48 | 1.62 | 1.33 | 1.058 | 0.25931
2014-05-27 08:00 | 2009-05-27 | 1929:00 | 1.65 | 1.36 | 0.83 | 2.18 | 2.27 | 1.658 | 0.40637
2014-05-27 09:00 | 2009-05-27 | 1930:00 | 2.72 | 2.64 | 1.28 | 2.43 | 2.75 | 2.364 | 0.57941
2014-05-27 10:00 | 2009-05-27 | 1931:00 | 3.28 | 3.35 | 0.7 | 2.61 | 3.22 | 2.632 | 0.6451
2014-05-27 11:00 | 2009-05-27 | 1932:00 | 3.5 | 3.51 | 0.79 | 2.1 | 3.38 | 2.656 | 0.65098
2014-05-27 12:00 | 2009-05-27 | 1933:00 | 2.63 | 2.87 | 1.84 | 2.19 | 2.24 | 2.354 | 0.57696
2014-05-27 13:00 | 2009-05-27 | 1934:00 | 2.57 | 2.45 | 1.42 | 2.25 | 1.91 | 2.12 | 0.51961
2014-05-27 14:00 | 2009-05-27 | 1935:00 | 2.26 | 2.75 | 2.77 | 2.76 | 1.16 | 2.34 | 0.57353
2014-05-27 15:00 | 2009-05-27 | 1936:00 | 2.01 | 1.18 | 1.37 | 1.47 | 1.62 | 1.53 | 0.375
2014-05-27 16:00 | 2009-05-27 | 1937:00 | 1.67 | 1.1 | 1.35 | 1.44 | 1.24 | 1.36 | 0.33333
2014-05-27 17:00 | 2009-05-27 | 1938:00 | 0.63 | 0.46 | 1.29 | 0.68 | 0.41 | 0.694 | 0.1701
2014-05-27 18:00 | 2009-05-27 | 1939:00 | 0.17 | 0.37 | 0.57 | 0.27 | 0.27 | 0.33 | 0.080882
2014-05-27 19:00 | 2009-05-27 | 1940:00 | 0.14 | 0.22 | 0.35 | 0.18 | 0.15 | 0.208 | 0.05098
2014-05-27 20:00 | 2009-05-27 | 1941:00 | 0.08 | 0.1 | 0.17 | 0.08 | 0.11 | 0.108 | 0.026471
2014-05-27 21:00 | 2009-05-27 | 1942:00 | 0.01 | 0.03 | 0.09 | 0.01 | 0.02 | 0.032 | 0.0078431
2014-05-27 22:00 | 2009-05-27 | 1943:00 | 0 | 0 | 0.03 | 0 | 0 | 0.006 | 0.0014706
2014-05-27 23:00 | 2009-05-27 | 1944:00 | 0 | 0 | 0 | 0 | 0 | 0 | 0
2014-05-28 | 2009-05-28 | 1945:00 | 0 | 0 | 0 | 0 | 0 | 0 | 0
2014-05-28 01:00 | 2009-05-28 | 1946:00 | 0 | 0 | 0 | 0 | 0 | 0 | 0
2014-05-28 02:00 | 2009-05-28 | 1947:00 | 0 | 0 | 0 | 0 | 0 | 0 | 0
2014-05-28 03:00 | 2009-05-28 | 1948:00 | 0 | 0 | 0 | 0 | 0 | 0 | 0
2014-05-28 04:00 | 2009-05-28 | 1949:00 | 0.02 | 0.01 | 0 | 0.02 | 0.01 | 0.012 | 0.0029412
2014-05-28 05:00 | 2009-05-28 | 1950:00 | 0.13 | 0.1 | 0.05 | 0.09 | 0.15 | 0.104 | 0.02549
2014-05-28 06:00 | 2009-05-28 | 1951:00 | 0.68 | 0.67 | 0.21 | 0.45 | 0.53 | 0.508 | 0.12451
2014-05-28 07:00 | 2009-05-28 | 1952:00 | 1.56 | 1.53 | 0.63 | 0.67 | 0.84 | 1.046 | 0.25637
2014-05-28 08:00 | 2009-05-28 | 1953:00 | 2.43 | 2.33 | 1.41 | 1.24 | 1.88 | 1.858 | 0.45539
2014-05-28 09:00 | 2009-05-28 | 1954:00 | 2.16 | 2.97 | 2.23 | 2.57 | 2.44 | 2.474 | 0.60637
2014-05-28 10:00 | 2009-05-28 | 1955:00 | 2.28 | 3.38 | 2.87 | 2.76 | 2.91 | 2.84 | 0.69608
2014-05-28 11:00 | 2009-05-28 | 1956:00 | 2.87 | 3.56 | 3.31 | 3.48 | 1.79 | 3.002 | 0.73578
2014-05-28 12:00 | 2009-05-28 | 1957:00 | 2.96 | 3.03 | 3.48 | 2.4 | 0.54 | 2.482 | 0.60833
2014-05-28 13:00 | 2009-05-28 | 1958:00 | 3.02 | 1.64 | 3.58 | 1.27 | 1.08 | 2.118 | 0.51912
2014-05-28 14:00 | 2009-05-28 | 1959:00 | 1.87 | 3.19 | 3.48 | 0.43 | 0.63 | 1.92 | 0.47059
2014-05-28 15:00 | 2009-05-28 | 1960:00 | 2.7 | 2.01 | 2.36 | 1.01 | 1.33 | 1.882 | 0.46127
2014-05-28 16:00 | 2009-05-28 | 1961:00 | 1.28 | 1.16 | 0.86 | 1.05 | 1.39 | 1.148 | 0.28137
2014-05-28 17:00 | 2009-05-28 | 1962:00 | 0.73 | 0.4 | 0.93 | 0.56 | 0.29 | 0.582 | 0.14265
2014-05-28 18:00 | 2009-05-28 | 1963:00 | 0.27 | 0.4 | 0.42 | 0.35 | 0.4 | 0.368 | 0.090196
2014-05-28 19:00 | 2009-05-28 | 1964:00 | 0.17 | 0.16 | 0.23 | 0.16 | 0.2 | 0.184 | 0.045098
2014-05-28 20:00 | 2009-05-28 | 1965:00 | 0.13 | 0.07 | 0.15 | 0.11 | 0.1 | 0.112 | 0.027451
2014-05-28 21:00 | 2009-05-28 | 1966:00 | 0.01 | 0.01 | 0.07 | 0.01 | 0.01 | 0.022 | 0.0053922
2014-05-28 22:00 | 2009-05-28 | 1967:00 | 0 | 0 | 0.02 | 0 | 0 | 0.004 | 0.00098039
2014-05-28 23:00 | 2009-05-28 | 1968:00 | 0 | 0 | 0 | 0 | 0 | 0 | 0
2014-05-29 | 2009-05-29 | 1969:00 | 0 | 0 | 0 | 0 | 0 | 0 | 0
2014-05-29 01:00 | 2009-05-29 | 1970:00 | 0 | 0 | 0 | 0 | 0 | 0 | 0
2014-05-29 02:00 | 2009-05-29 | 1971:00 | 0 | 0 | 0 | 0 | 0 | 0 | 0
2014-05-29 03:00 | 2009-05-29 | 1972:00 | 0 | 0 | 0 | 0 | 0 | 0 | 0
2014-05-29 04:00 | 2009-05-29 | 1973:00 | 0.01 | 0.01 | 0 | 0.02 | 0.05 | 0.018 | 0.0044118
2014-05-29 05:00 | 2009-05-29 | 1974:00 | 0.06 | 0.12 | 0.02 | 0.08 | 0.13 | 0.082 | 0.020098
2014-05-29 06:00 | 2009-05-29 | 1975:00 | 0.13 | 0.4 | 0.13 | 0.62 | 0.65 | 0.386 | 0.094608
2014-05-29 07:00 | 2009-05-29 | 1976:00 | 0.33 | 0.77 | 0.62 | 1.47 | 1.53 | 0.944 | 0.23137
2014-05-29 08:00 | 2009-05-29 | 1977:00 | 0.74 | 1.75 | 1.48 | 2.69 | 2.33 | 1.798 | 0.44069
2014-05-29 09:00 | 2009-05-29 | 1978:00 | 0.55 | 2.7 | 2.29 | 2.87 | 3.03 | 2.288 | 0.56078
2014-05-29 10:00 | 2009-05-29 | 1979:00 | 0.78 | 3.36 | 2.89 | 3.28 | 3.01 | 2.664 | 0.65294
2014-05-29 11:00 | 2009-05-29 | 1980:00 | 0.79 | 2.36 | 3.26 | 3.21 | 3.33 | 2.59 | 0.6348
2014-05-29 12:00 | 2009-05-29 | 1981:00 | 0.84 | 2.31 | 3.45 | 2.45 | 2.29 | 2.268 | 0.55588
2014-05-29 13:00 | 2009-05-29 | 1982:00 | 1.39 | 1.9 | 3.48 | 2.13 | 3.18 | 2.416 | 0.59216
2014-05-29 14:00 | 2009-05-29 | 1983:00 | 1.22 | 2.32 | 2.84 | 2.76 | 3.24 | 2.476 | 0.60686
2014-05-29 15:00 | 2009-05-29 | 1984:00 | 0.75 | 1.86 | 0.76 | 2.17 | 2.62 | 1.632 | 0.4
2014-05-29 16:00 | 2009-05-29 | 1985:00 | 0.53 | 0.69 | 0.73 | 1.27 | 1.57 | 0.958 | 0.2348
2014-05-29 17:00 | 2009-05-29 | 1986:00 | 0.3 | 0.57 | 0.92 | 0.76 | 0.45 | 0.6 | 0.14706
2014-05-29 18:00 | 2009-05-29 | 1987:00 | 0.36 | 0.45 | 0.61 | 0.42 | 0.38 | 0.444 | 0.10882
2014-05-29 19:00 | 2009-05-29 | 1988:00 | 0.14 | 0.11 | 0.3 | 0.22 | 0.07 | 0.168 | 0.041176
2014-05-29 20:00 | 2009-05-29 | 1989:00 | 0.08 | 0.07 | 0.14 | 0.1 | 0.03 | 0.084 | 0.020588
2014-05-29 21:00 | 2009-05-29 | 1990:00 | 0.01 | 0.02 | 0.07 | 0.03 | 0.01 | 0.028 | 0.0068627
2014-05-29 22:00 | 2009-05-29 | 1991:00 | 0 | 0 | 0.01 | 0 | 0 | 0.002 | 0.0004902
2014-05-29 23:00 | 2009-05-29 | 1992:00 | 0 | 0 | 0 | 0 | 0 | 0 | 0
2014-05-30 | 2009-05-30 | 1993:00 | 0 | 0 | 0 | 0 | 0 | 0 | 0
2014-05-30 01:00 | 2009-05-30 | 1994:00 | 0 | 0 | 0 | 0 | 0 | 0 | 0
2014-05-30 02:00 | 2009-05-30 | 1995:00 | 0 | 0 | 0 | 0 | 0 | 0 | 0
2014-05-30 03:00 | 2009-05-30 | 1996:00 | 0 | 0 | 0 | 0 | 0 | 0 | 0
2014-05-30 04:00 | 2009-05-30 | 1997:00 | 0.02 | 0.01 | 0 | 0.02 | 0.02 | 0.014 | 0.0034314
2014-05-30 05:00 | 2009-05-30 | 1998:00 | 0.07 | 0.1 | 0.03 | 0.17 | 0.1 | 0.094 | 0.023039
2014-05-30 06:00 | 2009-05-30 | 1999:00 | 0.11 | 0.62 | 0.15 | 0.54 | 0.65 | 0.414 | 0.10147
2014-05-30 07:00 | 2009-05-30 | 2000:00 | 0.35 | 1.44 | 0.27 | 0.63 | 1.52 | 0.842 | 0.20637
2014-05-30 08:00 | 2009-05-30 | 2001:00 | 0.51 | 2.34 | 1.36 | 1.77 | 2.17 | 1.63 | 0.39951
2014-05-30 09:00 | 2009-05-30 | 2002:00 | 0.62 | 2.72 | 2.25 | 2.75 | 2.75 | 2.218 | 0.54363
2014-05-30 10:00 | 2009-05-30 | 2003:00 | 0.98 | 3.28 | 2.66 | 3.28 | 3.39 | 2.718 | 0.66618
2014-05-30 11:00 | 2009-05-30 | 2004:00 | 1.2 | 3.51 | 3.26 | 2.11 | 3.61 | 2.738 | 0.67108
2014-05-30 12:00 | 2009-05-30 | 2005:00 | 1.41 | 3.52 | 3.3 | 2.99 | 3.38 | 2.92 | 0.71569
2014-05-30 13:00 | 2009-05-30 | 2006:00 | 1.07 | 2.91 | 3.24 | 2.89 | 3.16 | 2.654 | 0.65049
2014-05-30 14:00 | 2009-05-30 | 2007:00 | 1.6 | 0.26 | 3.16 | 2.16 | 1.27 | 1.69 | 0.41422
2014-05-30 15:00 | 2009-05-30 | 2008:00 | 1.19 | 1.88 | 2.78 | 1.58 | 0.61 | 1.608 | 0.39412
2014-05-30 16:00 | 2009-05-30 | 2009:00 | 1.16 | 1.37 | 2.4 | 0.97 | 0.94 | 1.368 | 0.33529
2014-05-30 17:00 | 2009-05-30 | 2010:00 | 0.6 | 0.52 | 1.69 | 0.57 | 0.42 | 0.76 | 0.18627
2014-05-30 18:00 | 2009-05-30 | 2011:00 | 0.12 | 0.43 | 0.8 | 0.51 | 0.36 | 0.444 | 0.10882
2014-05-30 19:00 | 2009-05-30 | 2012:00 | 0.1 | 0.14 | 0.24 | 0.3 | 0.23 | 0.202 | 0.04951
2014-05-30 20:00 | 2009-05-30 | 2013:00 | 0.07 | 0.08 | 0.18 | 0.09 | 0.12 | 0.108 | 0.026471
2014-05-30 21:00 | 2009-05-30 | 2014:00 | 0.02 | 0.02 | 0.14 | 0.01 | 0.01 | 0.04 | 0.0098039
2014-05-30 22:00 | 2009-05-30 | 2015:00 | 0 | 0 | 0.02 | 0 | 0 | 0.004 | 0.00098039
2014-05-30 23:00 | 2009-05-30 | 2016:00 | 0 | 0 | 0 | 0 | 0 | 0 | 0
2014-05-31 | 2009-05-31 | 2017:00 | 0 | 0 | 0 | 0 | 0 | 0 | 0
2014-05-31 01:00 | 2009-05-31 | 2018:00 | 0 | 0 | 0 | 0 | 0 | 0 | 0
2014-05-31 02:00 | 2009-05-31 | 2019:00 | 0 | 0 | 0 | 0 | 0 | 0 | 0
2014-05-31 03:00 | 2009-05-31 | 2020:00 | 0 | 0 | 0 | 0 | 0 | 0 | 0
2014-05-31 04:00 | 2009-05-31 | 2021:00 | 0.05 | 0.02 | 0 | 0.03 | 0.05 | 0.03 | 0.0073529
2014-05-31 05:00 | 2009-05-31 | 2022:00 | 0.15 | 0.12 | 0.03 | 0.07 | 0.11 | 0.096 | 0.023529
2014-05-31 06:00 | 2009-05-31 | 2023:00 | 0.68 | 0.64 | 0.15 | 0.63 | 0.64 | 0.548 | 0.13431
2014-05-31 07:00 | 2009-05-31 | 2024:00 | 1.22 | 0.78 | 0.53 | 1.33 | 1.03 | 0.978 | 0.23971
2014-05-31 08:00 | 2009-05-31 | 2025:00 | 2.46 | 2.12 | 1.17 | 2.47 | 1.81 | 2.006 | 0.49167
2014-05-31 09:00 | 2009-05-31 | 2026:00 | 2.93 | 2.42 | 1.96 | 3.04 | 2.64 | 2.598 | 0.63676
2014-05-31 10:00 | 2009-05-31 | 2027:00 | 3.24 | 3.32 | 2.53 | 3.24 | 2.72 | 3.01 | 0.73775
2014-05-31 11:00 | 2009-05-31 | 2028:00 | 3.18 | 2.96 | 3.09 | 3.15 | 2.64 | 3.004 | 0.73627
2014-05-31 12:00 | 2009-05-31 | 2029:00 | 2.85 | 1.87 | 2.99 | 2.38 | 1.55 | 2.328 | 0.57059
2014-05-31 13:00 | 2009-05-31 | 2030:00 | 3.19 | 0.48 | 3.38 | 1.69 | 1.19 | 1.986 | 0.48676
2014-05-31 14:00 | 2009-05-31 | 2031:00 | 2.92 | 1.69 | 1.64 | 2.35 | 1.18 | 1.956 | 0.47941
2014-05-31 15:00 | 2009-05-31 | 2032:00 | 1.69 | 1.95 | 2.19 | 2.33 | 1.03 | 1.838 | 0.45049
2014-05-31 16:00 | 2009-05-31 | 2033:00 | 1.71 | 0.92 | 1.6 | 0.68 | 0.42 | 1.066 | 0.26127
2014-05-31 17:00 | 2009-05-31 | 2034:00 | 0.7 | 0.62 | 1.7 | 0.53 | 0.28 | 0.766 | 0.18775
2014-05-31 18:00 | 2009-05-31 | 2035:00 | 0.28 | 0.43 | 0.68 | 0.31 | 0.16 | 0.372 | 0.091176
2014-05-31 19:00 | 2009-05-31 | 2036:00 | 0.13 | 0.24 | 0.24 | 0.27 | 0.08 | 0.192 | 0.047059
2014-05-31 20:00 | 2009-05-31 | 2037:00 | 0.07 | 0.12 | 0.15 | 0.14 | 0.01 | 0.098 | 0.02402
2014-05-31 21:00 | 2009-05-31 | 2038:00 | 0.02 | 0.01 | 0.08 | 0.03 | 0 | 0.028 | 0.0068627
2014-05-31 22:00 | 2009-05-31 | 2039:00 | 0 | 0 | 0.02 | 0 | 0 | 0.004 | 0.00098039
2014-05-31 23:00 | 2009-05-31 | 2040:00 | 0 | 0 | 0 | 0 | 0 | 0 | 0
2014-06-01 | 2009-06-01 | 2041:00 | 0 | 0 | 0 | 0 | 0 | 0 | 0
2014-06-01 01:00 | 2009-06-01 | 2042:00 | 0 | 0 | 0 | 0 | 0 | 0 | 0
2014-06-01 02:00 | 2009-06-01 | 2043:00 | 0 | 0 | 0 | 0 | 0 | 0 | 0
2014-06-01 03:00 | 2009-06-01 | 2044:00 | 0 | 0 | 0 | 0 | 0 | 0 | 0
2014-06-01 04:00 | 2009-06-01 | 2045:00 | 0.02 | 0.02 | 0 | 0.04 | 0 | 0.016 | 0.0039216
2014-06-01 05:00 | 2009-06-01 | 2046:00 | 0.17 | 0.13 | 0.03 | 0.21 | 0.05 | 0.118 | 0.028922
2014-06-01 06:00 | 2009-06-01 | 2047:00 | 0.69 | 0.6 | 0.15 | 0.71 | 0.11 | 0.452 | 0.11078
2014-06-01 07:00 | 2009-06-01 | 2048:00 | 1.56 | 1.48 | 0.53 | 1.62 | 0.26 | 1.09 | 0.26716
2014-06-01 08:00 | 2009-06-01 | 2049:00 | 2.41 | 2.15 | 1.49 | 2.13 | 0.52 | 1.74 | 0.42647
2014-06-01 09:00 | 2009-06-01 | 2050:00 | 3.03 | 2.9 | 2.31 | 3.3 | 0.65 | 2.438 | 0.59755
2014-06-01 10:00 | 2009-06-01 | 2051:00 | 3.47 | 2.96 | 2.8 | 2.62 | 0.78 | 2.526 | 0.61912
2014-06-01 11:00 | 2009-06-01 | 2052:00 | 3.63 | 3.07 | 3.15 | 1.61 | 1.02 | 2.496 | 0.61176
2014-06-01 12:00 | 2009-06-01 | 2053:00 | 3.59 | 3.03 | 3.34 | 1.29 | 1 | 2.45 | 0.60049
2014-06-01 13:00 | 2009-06-01 | 2054:00 | 3.36 | 3.01 | 3.41 | 1.39 | 0.71 | 2.376 | 0.58235
2014-06-01 14:00 | 2009-06-01 | 2055:00 | 2.85 | 2.14 | 2.99 | 2.06 | 0.49 | 2.106 | 0.51618
2014-06-01 15:00 | 2009-06-01 | 2056:00 | 2.09 | 1.73 | 2.48 | 1.25 | 0.67 | 1.644 | 0.40294
2014-06-01 16:00 | 2009-06-01 | 2057:00 | 1.67 | 1.76 | 2.36 | 1.37 | 1 | 1.632 | 0.4
2014-06-01 17:00 | 2009-06-01 | 2058:00 | 0.64 | 0.73 | 1.51 | 0.68 | 0.8 | 0.872 | 0.21373
2014-06-01 18:00 | 2009-06-01 | 2059:00 | 0.16 | 0.23 | 0.74 | 0.51 | 0.5 | 0.428 | 0.1049
2014-06-01 19:00 | 2009-06-01 | 2060:00 | 0.1 | 0.14 | 0.49 | 0.22 | 0.26 | 0.242 | 0.059314
2014-06-01 20:00 | 2009-06-01 | 2061:00 | 0.05 | 0.09 | 0.19 | 0.08 | 0.08 | 0.098 | 0.02402
2014-06-01 21:00 | 2009-06-01 | 2062:00 | 0.01 | 0.02 | 0.12 | 0.01 | 0.01 | 0.034 | 0.0083333
2014-06-01 22:00 | 2009-06-01 | 2063:00 | 0 | 0 | 0.03 | 0 | 0 | 0.006 | 0.0014706
2014-06-01 23:00 | 2009-06-01 | 2064:00 | 0 | 0 | 0 | 0 | 0 | 0 | 0
2014-06-02 | 2009-06-02 | 2065:00 | 0 | 0 | 0 | 0 | 0 | 0 | 0
2014-06-02 01:00 | 2009-06-02 | 2066:00 | 0 | 0 | 0 | 0 | 0 | 0 | 0
2014-06-02 02:00 | 2009-06-02 | 2067:00 | 0 | 0 | 0 | 0 | 0 | 0 | 0
2014-06-02 03:00 | 2009-06-02 | 2068:00 | 0 | 0 | 0 | 0 | 0 | 0 | 0
2014-06-02 04:00 | 2009-06-02 | 2069:00 | 0.04 | 0.03 | 0 | 0.01 | 0.02 | 0.02 | 0.004902
2014-06-02 05:00 | 2009-06-02 | 2070:00 | 0.14 | 0.1 | 0 | 0.14 | 0.14 | 0.104 | 0.02549
2014-06-02 06:00 | 2009-06-02 | 2071:00 | 0.57 | 0.76 | 0.07 | 0.5 | 0.62 | 0.504 | 0.12353
2014-06-02 07:00 | 2009-06-02 | 2072:00 | 1.57 | 1.47 | 0.29 | 0.88 | 1.32 | 1.106 | 0.27108
2014-06-02 08:00 | 2009-06-02 | 2073:00 | 2.38 | 1.36 | 0.29 | 0.68 | 2.42 | 1.426 | 0.34951
2014-06-02 09:00 | 2009-06-02 | 2074:00 | 2.65 | 1.71 | 0.17 | 0.96 | 3.18 | 1.734 | 0.425
2014-06-02 10:00 | 2009-06-02 | 2075:00 | 3.32 | 3.22 | 0.51 | 1.59 | 2.96 | 2.32 | 0.56863
2014-06-02 11:00 | 2009-06-02 | 2076:00 | 3.14 | 3.13 | 0.42 | 0.62 | 3.28 | 2.118 | 0.51912
2014-06-02 12:00 | 2009-06-02 | 2077:00 | 3.43 | 1.8 | 0.38 | 1.28 | 3.64 | 2.106 | 0.51618
2014-06-02 13:00 | 2009-06-02 | 2078:00 | 2.59 | 3.24 | 0.25 | 1 | 3.46 | 2.108 | 0.51667
2014-06-02 14:00 | 2009-06-02 | 2079:00 | 2.89 | 1.36 | 0.57 | 1.24 | 3.08 | 1.828 | 0.44804
2014-06-02 15:00 | 2009-06-02 | 2080:00 | 2.12 | 2.22 | 0.45 | 1.46 | 2.47 | 1.744 | 0.42745
2014-06-02 16:00 | 2009-06-02 | 2081:00 | 1.43 | 1.03 | 0.71 | 0.83 | 1.68 | 1.136 | 0.27843
2014-06-02 17:00 | 2009-06-02 | 2082:00 | 0.63 | 0.74 | 0.94 | 0.55 | 0.64 | 0.7 | 0.17157
2014-06-02 18:00 | 2009-06-02 | 2083:00 | 0.15 | 0.32 | 0.63 | 0.29 | 0.15 | 0.308 | 0.07549
2014-06-02 19:00 | 2009-06-02 | 2084:00 | 0.11 | 0.22 | 0.36 | 0.22 | 0.1 | 0.202 | 0.04951
2014-06-02 20:00 | 2009-06-02 | 2085:00 | 0.07 | 0.16 | 0.15 | 0.15 | 0.06 | 0.118 | 0.028922
2014-06-02 21:00 | 2009-06-02 | 2086:00 | 0.02 | 0.05 | 0.02 | 0.04 | 0.02 | 0.03 | 0.0073529
2014-06-02 22:00 | 2009-06-02 | 2087:00 | 0 | 0 | 0.01 | 0 | 0 | 0.002 | 0.0004902
2014-06-02 23:00 | 2009-06-02 | 2088:00 | 0 | 0 | 0 | 0 | 0 | 0 | 0
2014-06-03 | 2009-06-03 | 2089:00 | 0 | 0 | 0 | 0 | 0 | 0 | 0
2014-06-03 01:00 | 2009-06-03 | 2090:00 | 0 | 0 | 0 | 0 | 0 | 0 | 0
2014-06-03 02:00 | 2009-06-03 | 2091:00 | 0 | 0 | 0 | 0 | 0 | 0 | 0
2014-06-03 03:00 | 2009-06-03 | 2092:00 | 0 | 0 | 0 | 0 | 0 | 0 | 0
2014-06-03 04:00 | 2009-06-03 | 2093:00 | 0.03 | 0 | 0 | 0.03 | 0.04 | 0.02 | 0.004902
2014-06-03 05:00 | 2009-06-03 | 2094:00 | 0.13 | 0 | 0.01 | 0.14 | 0.12 | 0.08 | 0.019608
2014-06-03 06:00 | 2009-06-03 | 2095:00 | 0.52 | 0.02 | 0.03 | 0.62 | 0.71 | 0.38 | 0.093137
2014-06-03 07:00 | 2009-06-03 | 2096:00 | 1.42 | 0.14 | 0.11 | 1.23 | 1.74 | 0.928 | 0.22745
2014-06-03 08:00 | 2009-06-03 | 2097:00 | 2.38 | 0.41 | 0.22 | 1.63 | 2.5 | 1.428 | 0.35
2014-06-03 09:00 | 2009-06-03 | 2098:00 | 2.97 | 0.95 | 0.38 | 1.9 | 3.15 | 1.87 | 0.45833
2014-06-03 10:00 | 2009-06-03 | 2099:00 | 3.04 | 1.53 | 0.58 | 2.39 | 3.55 | 2.218 | 0.54363
2014-06-03 11:00 | 2009-06-03 | 2100:00 | 3.55 | 1.46 | 0.62 | 2.5 | 3.61 | 2.348 | 0.57549
2014-06-03 12:00 | 2009-06-03 | 2101:00 | 3.18 | 0.99 | 0.78 | 2.26 | 3.62 | 2.166 | 0.53088
2014-06-03 13:00 | 2009-06-03 | 2102:00 | 3.35 | 0.53 | 0.88 | 1.33 | 3.57 | 1.932 | 0.47353
2014-06-03 14:00 | 2009-06-03 | 2103:00 | 2.98 | 0.45 | 1.08 | 1.59 | 3.21 | 1.862 | 0.45637
2014-06-03 15:00 | 2009-06-03 | 2104:00 | 2.43 | 1.13 | 0.84 | 1.06 | 2.33 | 1.558 | 0.38186
2014-06-03 16:00 | 2009-06-03 | 2105:00 | 1.61 | 0.51 | 1.16 | 0.54 | 1.67 | 1.098 | 0.26912
2014-06-03 17:00 | 2009-06-03 | 2106:00 | 0.72 | 0.41 | 0.76 | 0.67 | 0.78 | 0.668 | 0.16373
2014-06-03 18:00 | 2009-06-03 | 2107:00 | 0.21 | 0.25 | 0.61 | 0.51 | 0.26 | 0.368 | 0.090196
2014-06-03 19:00 | 2009-06-03 | 2108:00 | 0.17 | 0.25 | 0.42 | 0.24 | 0.21 | 0.258 | 0.063235
2014-06-03 20:00 | 2009-06-03 | 2109:00 | 0.09 | 0.11 | 0.36 | 0.09 | 0.13 | 0.156 | 0.038235
2014-06-03 21:00 | 2009-06-03 | 2110:00 | 0.02 | 0.02 | 0.13 | 0 | 0.02 | 0.038 | 0.0093137
2014-06-03 22:00 | 2009-06-03 | 2111:00 | 0 | 0 | 0.03 | 0 | 0 | 0.006 | 0.0014706
2014-06-03 23:00 | 2009-06-03 | 2112:00 | 0 | 0 | 0 | 0 | 0 | 0 | 0
2014-06-04 | 2009-06-04 | 2113:00 | 0 | 0 | 0 | 0 | 0 | 0 | 0
2014-06-04 01:00 | 2009-06-04 | 2114:00 | 0 | 0 | 0 | 0 | 0 | 0 | 0
2014-06-04 02:00 | 2009-06-04 | 2115:00 | 0 | 0 | 0 | 0 | 0 | 0 | 0
2014-06-04 03:00 | 2009-06-04 | 2116:00 | 0 | 0 | 0 | 0 | 0 | 0 | 0
2014-06-04 04:00 | 2009-06-04 | 2117:00 | 0.02 | 0.03 | 0 | 0.01 | 0.02 | 0.016 | 0.0039216
2014-06-04 05:00 | 2009-06-04 | 2118:00 | 0.22 | 0.08 | 0 | 0.09 | 0.12 | 0.102 | 0.025
2014-06-04 06:00 | 2009-06-04 | 2119:00 | 0.47 | 0.5 | 0.06 | 0.24 | 0.71 | 0.396 | 0.097059
2014-06-04 07:00 | 2009-06-04 | 2120:00 | 1.15 | 1.03 | 0.27 | 0.25 | 1.44 | 0.828 | 0.20294
2014-06-04 08:00 | 2009-06-04 | 2121:00 | 1.93 | 1.21 | 0.59 | 0.36 | 1.37 | 1.092 | 0.26765
2014-06-04 09:00 | 2009-06-04 | 2122:00 | 2.28 | 2.15 | 0.72 | 0.95 | 1.74 | 1.568 | 0.38431
2014-06-04 10:00 | 2009-06-04 | 2123:00 | 3.1 | 2.44 | 1.14 | 0.93 | 1.18 | 1.758 | 0.43088
2014-06-04 11:00 | 2009-06-04 | 2124:00 | 3.34 | 1.87 | 1.32 | 1.4 | 2.89 | 2.164 | 0.53039
2014-06-04 12:00 | 2009-06-04 | 2125:00 | 3.3 | 2.57 | 1.31 | 2.01 | 1.81 | 2.2 | 0.53922
2014-06-04 13:00 | 2009-06-04 | 2126:00 | 1.97 | 2.32 | 1.49 | 1.84 | 0.95 | 1.714 | 0.4201
2014-06-04 14:00 | 2009-06-04 | 2127:00 | 2.57 | 2.76 | 1.6 | 1.58 | 1.28 | 1.958 | 0.4799
2014-06-04 15:00 | 2009-06-04 | 2128:00 | 1.8 | 2.3 | 0.94 | 0.65 | 1.86 | 1.51 | 0.3701
2014-06-04 16:00 | 2009-06-04 | 2129:00 | 1.45 | 1.66 | 0.84 | 0.63 | 1.46 | 1.208 | 0.29608
2014-06-04 17:00 | 2009-06-04 | 2130:00 | 0.67 | 0.61 | 0.75 | 0.66 | 0.77 | 0.692 | 0.16961
2014-06-04 18:00 | 2009-06-04 | 2131:00 | 0.18 | 0.17 | 0.57 | 0.4 | 0.31 | 0.326 | 0.079902
2014-06-04 19:00 | 2009-06-04 | 2132:00 | 0.19 | 0.17 | 0.39 | 0.29 | 0.15 | 0.238 | 0.058333
2014-06-04 20:00 | 2009-06-04 | 2133:00 | 0.08 | 0.05 | 0.21 | 0.1 | 0.07 | 0.102 | 0.025
2014-06-04 21:00 | 2009-06-04 | 2134:00 | 0.03 | 0.01 | 0.1 | 0.02 | 0.01 | 0.034 | 0.0083333
2014-06-04 22:00 | 2009-06-04 | 2135:00 | 0 | 0 | 0.02 | 0 | 0 | 0.004 | 0.00098039
2014-06-04 23:00 | 2009-06-04 | 2136:00 | 0 | 0 | 0 | 0 | 0 | 0 | 0
2014-06-05 | 2009-06-05 | 2137:00 | 0 | 0 | 0 | 0 | 0 | 0 | 0
2014-06-05 01:00 | 2009-06-05 | 2138:00 | 0 | 0 | 0 | 0 | 0 | 0 | 0
2014-06-05 02:00 | 2009-06-05 | 2139:00 | 0 | 0 | 0 | 0 | 0 | 0 | 0
2014-06-05 03:00 | 2009-06-05 | 2140:00 | 0 | 0 | 0 | 0 | 0 | 0 | 0
2014-06-05 04:00 | 2009-06-05 | 2141:00 | 0.02 | 0.03 | 0 | 0.04 | 0.04 | 0.026 | 0.0063725
2014-06-05 05:00 | 2009-06-05 | 2142:00 | 0.12 | 0.14 | 0.03 | 0.19 | 0.18 | 0.132 | 0.032353
2014-06-05 06:00 | 2009-06-05 | 2143:00 | 0.59 | 0.48 | 0.22 | 0.66 | 0.61 | 0.512 | 0.12549
2014-06-05 07:00 | 2009-06-05 | 2144:00 | 1.5 | 1.08 | 0.47 | 1.58 | 1.3 | 1.186 | 0.29069
2014-06-05 08:00 | 2009-06-05 | 2145:00 | 2.41 | 1.96 | 1.7 | 2.11 | 1.87 | 2.01 | 0.49265
2014-06-05 09:00 | 2009-06-05 | 2146:00 | 3 | 3.12 | 1.16 | 2.33 | 1.33 | 2.188 | 0.53627
2014-06-05 10:00 | 2009-06-05 | 2147:00 | 3 | 3.54 | 1.12 | 2.49 | 1.2 | 2.27 | 0.55637
2014-06-05 11:00 | 2009-06-05 | 2148:00 | 3.13 | 2.29 | 1.41 | 2 | 0.65 | 1.896 | 0.46471
2014-06-05 12:00 | 2009-06-05 | 2149:00 | 3.32 | 1.64 | 1.63 | 1.16 | 0.62 | 1.674 | 0.41029
2014-06-05 13:00 | 2009-06-05 | 2150:00 | 2.64 | 1.41 | 1.45 | 0.46 | 1.47 | 1.486 | 0.36422
2014-06-05 14:00 | 2009-06-05 | 2151:00 | 1.5 | 2.98 | 1.32 | 0.41 | 2.65 | 1.772 | 0.43431
2014-06-05 15:00 | 2009-06-05 | 2152:00 | 1.82 | 1.52 | 1.72 | 0.7 | 2.2 | 1.592 | 0.3902
2014-06-05 16:00 | 2009-06-05 | 2153:00 | 1.29 | 1.19 | 1.24 | 0.71 | 1.82 | 1.25 | 0.30637
2014-06-05 17:00 | 2009-06-05 | 2154:00 | 0.63 | 0.68 | 0.73 | 0.41 | 0.84 | 0.658 | 0.16127
2014-06-05 18:00 | 2009-06-05 | 2155:00 | 0.22 | 0.31 | 0.44 | 0.24 | 0.33 | 0.308 | 0.07549
2014-06-05 19:00 | 2009-06-05 | 2156:00 | 0.12 | 0.15 | 0.29 | 0.11 | 0.17 | 0.168 | 0.041176
2014-06-05 20:00 | 2009-06-05 | 2157:00 | 0.07 | 0.08 | 0.28 | 0.04 | 0.06 | 0.106 | 0.02598
2014-06-05 21:00 | 2009-06-05 | 2158:00 | 0.02 | 0.01 | 0.12 | 0.01 | 0.02 | 0.036 | 0.0088235
2014-06-05 22:00 | 2009-06-05 | 2159:00 | 0 | 0 | 0.02 | 0 | 0 | 0.004 | 0.00098039
2014-06-05 23:00 | 2009-06-05 | 2160:00 | 0 | 0 | 0 | 0 | 0 | 0 | 0
2014-06-06 | 2009-06-06 | 2161:00 | 0 | 0 | 0 | 0 | 0 | 0 | 0
2014-06-06 01:00 | 2009-06-06 | 2162:00 | 0 | 0 | 0 | 0 | 0 | 0 | 0
2014-06-06 02:00 | 2009-06-06 | 2163:00 | 0 | 0 | 0 | 0 | 0 | 0 | 0
2014-06-06 03:00 | 2009-06-06 | 2164:00 | 0 | 0 | 0 | 0 | 0 | 0 | 0
2014-06-06 04:00 | 2009-06-06 | 2165:00 | 0.03 | 0.01 | 0 | 0.01 | 0.04 | 0.018 | 0.0044118
2014-06-06 05:00 | 2009-06-06 | 2166:00 | 0.08 | 0.12 | 0.02 | 0.1 | 0.14 | 0.092 | 0.022549
2014-06-06 06:00 | 2009-06-06 | 2167:00 | 0.36 | 0.66 | 0.1 | 0.34 | 0.39 | 0.37 | 0.090686
2014-06-06 07:00 | 2009-06-06 | 2168:00 | 1.4 | 1.32 | 0.34 | 0.77 | 1 | 0.966 | 0.23676
2014-06-06 08:00 | 2009-06-06 | 2169:00 | 2.25 | 1.3 | 0.52 | 1.4 | 1.98 | 1.49 | 0.3652
2014-06-06 09:00 | 2009-06-06 | 2170:00 | 2.62 | 1.63 | 0.58 | 1.71 | 2.32 | 1.772 | 0.43431
2014-06-06 10:00 | 2009-06-06 | 2171:00 | 3.29 | 0.79 | 1.51 | 3.34 | 2.58 | 2.302 | 0.56422
2014-06-06 11:00 | 2009-06-06 | 2172:00 | 1.99 | 2.49 | 3.1 | 3.04 | 2.39 | 2.602 | 0.63775
2014-06-06 12:00 | 2009-06-06 | 2173:00 | 2.54 | 2.72 | 2.68 | 1.05 | 3.44 | 2.486 | 0.60931
2014-06-06 13:00 | 2009-06-06 | 2174:00 | 2.8 | 3.62 | 2.13 | 0.78 | 3.55 | 2.576 | 0.63137
2014-06-06 14:00 | 2009-06-06 | 2175:00 | 2.27 | 3.41 | 2.91 | 0.7 | 2.89 | 2.436 | 0.59706
2014-06-06 15:00 | 2009-06-06 | 2176:00 | 2.47 | 2.89 | 2.63 | 0.74 | 2.15 | 2.176 | 0.53333
2014-06-06 16:00 | 2009-06-06 | 2177:00 | 1.61 | 1.83 | 1.89 | 0.95 | 1.14 | 1.484 | 0.36373
2014-06-06 17:00 | 2009-06-06 | 2178:00 | 0.61 | 0.93 | 1.31 | 0.4 | 0.5 | 0.75 | 0.18382
2014-06-06 18:00 | 2009-06-06 | 2179:00 | 0.21 | 0.34 | 0.42 | 0.18 | 0.41 | 0.312 | 0.076471
2014-06-06 19:00 | 2009-06-06 | 2180:00 | 0.13 | 0.2 | 0.2 | 0.1 | 0.27 | 0.18 | 0.044118
2014-06-06 20:00 | 2009-06-06 | 2181:00 | 0.08 | 0.12 | 0.13 | 0.04 | 0.12 | 0.098 | 0.02402
2014-06-06 21:00 | 2009-06-06 | 2182:00 | 0.02 | 0.03 | 0.06 | 0 | 0.04 | 0.03 | 0.0073529
2014-06-06 22:00 | 2009-06-06 | 2183:00 | 0 | 0 | 0.02 | 0 | 0 | 0.004 | 0.00098039
2014-06-06 23:00 | 2009-06-06 | 2184:00 | 0 | 0 | 0 | 0 | 0 | 0 | 0
2014-06-07 | 2009-06-07 | 2185:00 | 0 | 0 | 0 | 0 | 0 | 0 | 0
2014-06-07 01:00 | 2009-06-07 | 2186:00 | 0 | 0 | 0 | 0 | 0 | 0 | 0
2014-06-07 02:00 | 2009-06-07 | 2187:00 | 0 | 0 | 0 | 0 | 0 | 0 | 0
2014-06-07 03:00 | 2009-06-07 | 2188:00 | 0 | 0 | 0 | 0 | 0 | 0 | 0
2014-06-07 04:00 | 2009-06-07 | 2189:00 | 0.04 | 0.03 | 0 | 0 | 0.03 | 0.02 | 0.004902
2014-06-07 05:00 | 2009-06-07 | 2190:00 | 0.16 | 0.15 | 0.03 | 0.03 | 0.15 | 0.104 | 0.02549
2014-06-07 06:00 | 2009-06-07 | 2191:00 | 0.48 | 0.64 | 0.1 | 0.23 | 0.37 | 0.364 | 0.089216
2014-06-07 07:00 | 2009-06-07 | 2192:00 | 1.33 | 1.57 | 0.66 | 0.4 | 0.76 | 0.944 | 0.23137
2014-06-07 08:00 | 2009-06-07 | 2193:00 | 1.89 | 2.39 | 1.82 | 0.51 | 1.19 | 1.56 | 0.38235
2014-06-07 09:00 | 2009-06-07 | 2194:00 | 2.77 | 2.35 | 2.41 | 0.41 | 1.4 | 1.868 | 0.45784
2014-06-07 10:00 | 2009-06-07 | 2195:00 | 3.23 | 3.41 | 2.83 | 1.25 | 0.9 | 2.324 | 0.56961
2014-06-07 11:00 | 2009-06-07 | 2196:00 | 3.43 | 3.07 | 3.24 | 0.59 | 1.45 | 2.356 | 0.57745
2014-06-07 12:00 | 2009-06-07 | 2197:00 | 3.39 | 3.63 | 3.47 | 0.46 | 2.24 | 2.638 | 0.64657
2014-06-07 13:00 | 2009-06-07 | 2198:00 | 2.28 | 3.15 | 3.07 | 0.38 | 1.68 | 2.112 | 0.51765
2014-06-07 14:00 | 2009-06-07 | 2199:00 | 2.76 | 1.93 | 3.01 | 0.43 | 1.53 | 1.932 | 0.47353
2014-06-07 15:00 | 2009-06-07 | 2200:00 | 1.92 | 1.62 | 2.57 | 0.44 | 1.68 | 1.646 | 0.40343
2014-06-07 16:00 | 2009-06-07 | 2201:00 | 1.42 | 0.5 | 0.91 | 0.4 | 1.41 | 0.928 | 0.22745
2014-06-07 17:00 | 2009-06-07 | 2202:00 | 0.5 | 0.3 | 0.48 | 0.11 | 0.93 | 0.464 | 0.11373
2014-06-07 18:00 | 2009-06-07 | 2203:00 | 0.28 | 0.35 | 0.59 | 0.07 | 0.35 | 0.328 | 0.080392
2014-06-07 19:00 | 2009-06-07 | 2204:00 | 0.17 | 0.15 | 0.27 | 0.02 | 0.21 | 0.164 | 0.040196
2014-06-07 20:00 | 2009-06-07 | 2205:00 | 0.08 | 0.11 | 0.13 | 0 | 0.11 | 0.086 | 0.021078
2014-06-07 21:00 | 2009-06-07 | 2206:00 | 0.03 | 0.03 | 0.09 | 0 | 0.01 | 0.032 | 0.0078431
2014-06-07 22:00 | 2009-06-07 | 2207:00 | 0 | 0 | 0.03 | 0 | 0 | 0.006 | 0.0014706
2014-06-07 23:00 | 2009-06-07 | 2208:00 | 0 | 0 | 0 | 0 | 0 | 0 | 0
2014-06-08 | 2009-06-08 | 2209:00 | 0 | 0 | 0 | 0 | 0 | 0 | 0
2014-06-08 01:00 | 2009-06-08 | 2210:00 | 0 | 0 | 0 | 0 | 0 | 0 | 0
2014-06-08 02:00 | 2009-06-08 | 2211:00 | 0 | 0 | 0 | 0 | 0 | 0 | 0
2014-06-08 03:00 | 2009-06-08 | 2212:00 | 0 | 0 | 0 | 0 | 0 | 0 | 0
2014-06-08 04:00 | 2009-06-08 | 2213:00 | 0.05 | 0.02 | 0 | 0.01 | 0.03 | 0.022 | 0.0053922
2014-06-08 05:00 | 2009-06-08 | 2214:00 | 0.16 | 0.12 | 0.03 | 0.12 | 0.15 | 0.116 | 0.028431
2014-06-08 06:00 | 2009-06-08 | 2215:00 | 0.67 | 0.66 | 0.11 | 0.13 | 0.36 | 0.386 | 0.094608
2014-06-08 07:00 | 2009-06-08 | 2216:00 | 0.82 | 1.58 | 0.21 | 0.09 | 0.44 | 0.628 | 0.15392
2014-06-08 08:00 | 2009-06-08 | 2217:00 | 1.8 | 2.39 | 0.87 | 0.47 | 1.01 | 1.308 | 0.32059
2014-06-08 09:00 | 2009-06-08 | 2218:00 | 2.33 | 3.01 | 2.14 | 1.92 | 1.27 | 2.134 | 0.52304
2014-06-08 10:00 | 2009-06-08 | 2219:00 | 3.06 | 3.4 | 2.57 | 1.25 | 1.95 | 2.446 | 0.59951
2014-06-08 11:00 | 2009-06-08 | 2220:00 | 3.1 | 3.62 | 1.54 | 1.69 | 1.39 | 2.268 | 0.55588
2014-06-08 12:00 | 2009-06-08 | 2221:00 | 3.09 | 3.6 | 1.28 | 3.47 | 2.16 | 2.72 | 0.66667
2014-06-08 13:00 | 2009-06-08 | 2222:00 | 1.55 | 3.43 | 0.86 | 2.64 | 2.98 | 2.292 | 0.56176
2014-06-08 14:00 | 2009-06-08 | 2223:00 | 1.27 | 2.74 | 0.89 | 3.01 | 2.03 | 1.988 | 0.48725
2014-06-08 15:00 | 2009-06-08 | 2224:00 | 0.82 | 2.45 | 2.2 | 1.96 | 1.83 | 1.852 | 0.45392
2014-06-08 16:00 | 2009-06-08 | 2225:00 | 1.03 | 1.02 | 2.7 | 1.41 | 1.5 | 1.532 | 0.37549
2014-06-08 17:00 | 2009-06-08 | 2226:00 | 0.39 | 0.73 | 1.78 | 0.65 | 0.5 | 0.81 | 0.19853
2014-06-08 18:00 | 2009-06-08 | 2227:00 | 0.39 | 0.33 | 0.65 | 0.22 | 0.4 | 0.398 | 0.097549
2014-06-08 19:00 | 2009-06-08 | 2228:00 | 0.25 | 0.29 | 0.19 | 0.16 | 0.19 | 0.216 | 0.052941
2014-06-08 20:00 | 2009-06-08 | 2229:00 | 0.08 | 0.16 | 0.12 | 0.12 | 0.01 | 0.098 | 0.02402
2014-06-08 21:00 | 2009-06-08 | 2230:00 | 0.03 | 0.04 | 0.07 | 0.03 | 0 | 0.034 | 0.0083333
2014-06-08 22:00 | 2009-06-08 | 2231:00 | 0 | 0 | 0.02 | 0 | 0 | 0.004 | 0.00098039
2014-06-08 23:00 | 2009-06-08 | 2232:00 | 0 | 0 | 0 | 0 | 0 | 0 | 0
2014-06-09 | 2009-06-09 | 2233:00 | 0 | 0 | 0 | 0 | 0 | 0 | 0
2014-06-09 01:00 | 2009-06-09 | 2234:00 | 0 | 0 | 0 | 0 | 0 | 0 | 0
2014-06-09 02:00 | 2009-06-09 | 2235:00 | 0 | 0 | 0 | 0 | 0 | 0 | 0
2014-06-09 03:00 | 2009-06-09 | 2236:00 | 0 | 0 | 0 | 0 | 0 | 0 | 0
2014-06-09 04:00 | 2009-06-09 | 2237:00 | 0.01 | 0.06 | 0 | 0.03 | 0.02 | 0.024 | 0.0058824
2014-06-09 05:00 | 2009-06-09 | 2238:00 | 0.08 | 0.22 | 0.04 | 0.11 | 0.08 | 0.106 | 0.02598
2014-06-09 06:00 | 2009-06-09 | 2239:00 | 0.17 | 0.72 | 0.16 | 0.68 | 0.3 | 0.406 | 0.09951
2014-06-09 07:00 | 2009-06-09 | 2240:00 | 0.37 | 1.63 | 0.34 | 1.62 | 0.71 | 0.934 | 0.22892
2014-06-09 08:00 | 2009-06-09 | 2241:00 | 0.98 | 2.31 | 0.93 | 2.47 | 2.01 | 1.74 | 0.42647
2014-06-09 09:00 | 2009-06-09 | 2242:00 | 2.01 | 2.79 | 1.62 | 3.1 | 2.34 | 2.372 | 0.58137
2014-06-09 10:00 | 2009-06-09 | 2243:00 | 2.61 | 3.32 | 1.15 | 3.5 | 3.08 | 2.732 | 0.66961
2014-06-09 11:00 | 2009-06-09 | 2244:00 | 3.02 | 3.58 | 1.39 | 3.64 | 2.74 | 2.874 | 0.70441
2014-06-09 12:00 | 2009-06-09 | 2245:00 | 3.37 | 2.92 | 0.85 | 3.63 | 2.59 | 2.672 | 0.6549
2014-06-09 13:00 | 2009-06-09 | 2246:00 | 2.22 | 1.71 | 0.94 | 3.49 | 0.6 | 1.792 | 0.43922
2014-06-09 14:00 | 2009-06-09 | 2247:00 | 1.33 | 1.14 | 1.41 | 3.11 | 1.2 | 1.638 | 0.40147
2014-06-09 15:00 | 2009-06-09 | 2248:00 | 1.09 | 0.35 | 1.07 | 2.53 | 0.98 | 1.204 | 0.2951
2014-06-09 16:00 | 2009-06-09 | 2249:00 | 0.71 | 1.38 | 0.8 | 1.73 | 1.46 | 1.216 | 0.29804
2014-06-09 17:00 | 2009-06-09 | 2250:00 | 0.79 | 0.59 | 0.47 | 0.67 | 0.96 | 0.696 | 0.17059
2014-06-09 18:00 | 2009-06-09 | 2251:00 | 0.57 | 0.31 | 0.51 | 0.16 | 0.51 | 0.412 | 0.10098
2014-06-09 19:00 | 2009-06-09 | 2252:00 | 0.32 | 0.21 | 0.31 | 0.11 | 0.35 | 0.26 | 0.063725
2014-06-09 20:00 | 2009-06-09 | 2253:00 | 0.11 | 0.12 | 0.16 | 0.07 | 0.12 | 0.116 | 0.028431
2014-06-09 21:00 | 2009-06-09 | 2254:00 | 0.02 | 0.03 | 0.08 | 0.02 | 0.03 | 0.036 | 0.0088235
2014-06-09 22:00 | 2009-06-09 | 2255:00 | 0 | 0 | 0 | 0 | 0 | 0 | 0
2014-06-09 23:00 | 2009-06-09 | 2256:00 | 0 | 0 | 0 | 0 | 0 | 0 | 0
2014-06-10 | 2009-06-10 | 2257:00 | 0 | 0 | 0 | 0 | 0 | 0 | 0
2014-06-10 01:00 | 2009-06-10 | 2258:00 | 0 | 0 | 0 | 0 | 0 | 0 | 0
2014-06-10 02:00 | 2009-06-10 | 2259:00 | 0 | 0 | 0 | 0 | 0 | 0 | 0
2014-06-10 03:00 | 2009-06-10 | 2260:00 | 0 | 0 | 0 | 0 | 0 | 0 | 0
2014-06-10 04:00 | 2009-06-10 | 2261:00 | 0.01 | 0.04 | 0 | 0.03 | 0.03 | 0.022 | 0.0053922
2014-06-10 05:00 | 2009-06-10 | 2262:00 | 0.05 | 0.12 | 0 | 0.12 | 0.12 | 0.082 | 0.020098
2014-06-10 06:00 | 2009-06-10 | 2263:00 | 0.22 | 0.51 | 0.03 | 0.68 | 0.67 | 0.422 | 0.10343
2014-06-10 07:00 | 2009-06-10 | 2264:00 | 0.46 | 1.36 | 0.14 | 1.63 | 1.55 | 1.028 | 0.25196
2014-06-10 08:00 | 2009-06-10 | 2265:00 | 0.78 | 2.33 | 0.25 | 2.49 | 2.34 | 1.638 | 0.40147
2014-06-10 09:00 | 2009-06-10 | 2266:00 | 1.36 | 3.07 | 0.5 | 3.16 | 2.94 | 2.206 | 0.54069
2014-06-10 10:00 | 2009-06-10 | 2267:00 | 2.34 | 3.44 | 0.81 | 3.41 | 3.34 | 2.668 | 0.65392
2014-06-10 11:00 | 2009-06-10 | 2268:00 | 3.37 | 3.47 | 0.31 | 2.9 | 2.67 | 2.544 | 0.62353
2014-06-10 12:00 | 2009-06-10 | 2269:00 | 3.38 | 3.52 | 1.09 | 2.16 | 1.19 | 2.268 | 0.55588
2014-06-10 13:00 | 2009-06-10 | 2270:00 | 3.16 | 2.27 | 1.81 | 3.11 | 2.8 | 2.63 | 0.64461
2014-06-10 14:00 | 2009-06-10 | 2271:00 | 2.57 | 2.27 | 1.32 | 2.64 | 3.32 | 2.424 | 0.59412
2014-06-10 15:00 | 2009-06-10 | 2272:00 | 2.33 | 0.82 | 1.5 | 1.69 | 2.78 | 1.824 | 0.44706
2014-06-10 16:00 | 2009-06-10 | 2273:00 | 0.64 | 1.23 | 1.59 | 1.54 | 1.89 | 1.378 | 0.33775
2014-06-10 17:00 | 2009-06-10 | 2274:00 | 0.28 | 0.71 | 1.78 | 0.76 | 0.74 | 0.854 | 0.20931
2014-06-10 18:00 | 2009-06-10 | 2275:00 | 0.34 | 0.29 | 0.86 | 0.49 | 0.21 | 0.438 | 0.10735
2014-06-10 19:00 | 2009-06-10 | 2276:00 | 0.22 | 0.16 | 0.42 | 0.28 | 0.19 | 0.254 | 0.062255
2014-06-10 20:00 | 2009-06-10 | 2277:00 | 0.1 | 0.09 | 0.25 | 0.13 | 0.09 | 0.132 | 0.032353
2014-06-10 21:00 | 2009-06-10 | 2278:00 | 0.02 | 0.04 | 0.08 | 0.03 | 0.03 | 0.04 | 0.0098039
2014-06-10 22:00 | 2009-06-10 | 2279:00 | 0 | 0 | 0.02 | 0 | 0 | 0.004 | 0.00098039
2014-06-10 23:00 | 2009-06-10 | 2280:00 | 0 | 0 | 0 | 0 | 0 | 0 | 0
2014-06-11 | 2009-06-11 | 2281:00 | 0 | 0 | 0 | 0 | 0 | 0 | 0
2014-06-11 01:00 | 2009-06-11 | 2282:00 | 0 | 0 | 0 | 0 | 0 | 0 | 0
2014-06-11 02:00 | 2009-06-11 | 2283:00 | 0 | 0 | 0 | 0 | 0 | 0 | 0
2014-06-11 03:00 | 2009-06-11 | 2284:00 | 0 | 0 | 0 | 0 | 0 | 0 | 0
2014-06-11 04:00 | 2009-06-11 | 2285:00 | 0 | 0.03 | 0 | 0.02 | 0.06 | 0.022 | 0.0053922
2014-06-11 05:00 | 2009-06-11 | 2286:00 | 0.03 | 0.17 | 0.03 | 0.12 | 0.24 | 0.118 | 0.028922
2014-06-11 06:00 | 2009-06-11 | 2287:00 | 0.09 | 0.55 | 0.16 | 0.76 | 0.53 | 0.418 | 0.10245
2014-06-11 07:00 | 2009-06-11 | 2288:00 | 0.12 | 1.26 | 0.41 | 1.32 | 1.37 | 0.896 | 0.21961
2014-06-11 08:00 | 2009-06-11 | 2289:00 | 0.29 | 2.15 | 0.4 | 2.34 | 1.61 | 1.358 | 0.33284
2014-06-11 09:00 | 2009-06-11 | 2290:00 | 0.84 | 2.51 | 0.74 | 2.2 | 2.31 | 1.72 | 0.42157
2014-06-11 10:00 | 2009-06-11 | 2291:00 | 2.14 | 3.12 | 1.11 | 1.58 | 3.37 | 2.264 | 0.5549
2014-06-11 11:00 | 2009-06-11 | 2292:00 | 2.18 | 2.99 | 1.23 | 3.18 | 3.56 | 2.628 | 0.64412
2014-06-11 12:00 | 2009-06-11 | 2293:00 | 0.32 | 2.34 | 1.69 | 3.38 | 2.8 | 2.106 | 0.51618
2014-06-11 13:00 | 2009-06-11 | 2294:00 | 1.45 | 0.82 | 1.91 | 3.05 | 2.22 | 1.89 | 0.46324
2014-06-11 14:00 | 2009-06-11 | 2295:00 | 1.3 | 0.75 | 2.6 | 1.59 | 2.63 | 1.774 | 0.4348
2014-06-11 15:00 | 2009-06-11 | 2296:00 | 0.48 | 0.73 | 2.09 | 0.98 | 1.16 | 1.088 | 0.26667
2014-06-11 16:00 | 2009-06-11 | 2297:00 | 0.47 | 0.6 | 1.37 | 0.88 | 0.78 | 0.82 | 0.20098
2014-06-11 17:00 | 2009-06-11 | 2298:00 | 0.71 | 0.3 | 0.64 | 0.48 | 0.25 | 0.476 | 0.11667
2014-06-11 18:00 | 2009-06-11 | 2299:00 | 0.34 | 0.23 | 0.77 | 0.31 | 0.52 | 0.434 | 0.10637
2014-06-11 19:00 | 2009-06-11 | 2300:00 | 0.19 | 0.19 | 0.37 | 0.24 | 0.14 | 0.226 | 0.055392
2014-06-11 20:00 | 2009-06-11 | 2301:00 | 0.1 | 0.1 | 0.18 | 0.12 | 0.04 | 0.108 | 0.026471
2014-06-11 21:00 | 2009-06-11 | 2302:00 | 0.01 | 0.03 | 0.05 | 0.02 | 0.01 | 0.024 | 0.0058824
2014-06-11 22:00 | 2009-06-11 | 2303:00 | 0 | 0 | 0.02 | 0 | 0 | 0.004 | 0.00098039
2014-06-11 23:00 | 2009-06-11 | 2304:00 | 0 | 0 | 0 | 0 | 0 | 0 | 0
2014-06-12 | 2009-06-12 | 2305:00 | 0 | 0 | 0 | 0 | 0 | 0 | 0
2014-06-12 01:00 | 2009-06-12 | 2306:00 | 0 | 0 | 0 | 0 | 0 | 0 | 0
2014-06-12 02:00 | 2009-06-12 | 2307:00 | 0 | 0 | 0 | 0 | 0 | 0 | 0
2014-06-12 03:00 | 2009-06-12 | 2308:00 | 0 | 0 | 0 | 0 | 0 | 0 | 0
2014-06-12 04:00 | 2009-06-12 | 2309:00 | 0.03 | 0.02 | 0 | 0.05 | 0.04 | 0.028 | 0.0068627
2014-06-12 05:00 | 2009-06-12 | 2310:00 | 0.11 | 0.12 | 0.02 | 0.19 | 0.12 | 0.112 | 0.027451
2014-06-12 06:00 | 2009-06-12 | 2311:00 | 0.62 | 0.73 | 0.16 | 0.37 | 0.47 | 0.47 | 0.1152
2014-06-12 07:00 | 2009-06-12 | 2312:00 | 1.12 | 1.59 | 0.57 | 0.58 | 1.34 | 1.04 | 0.2549
2014-06-12 08:00 | 2009-06-12 | 2313:00 | 1.02 | 2.4 | 0.71 | 0.89 | 1.99 | 1.402 | 0.34363
2014-06-12 09:00 | 2009-06-12 | 2314:00 | 1.63 | 2.2 | 0.97 | 0.94 | 2.92 | 1.732 | 0.42451
2014-06-12 10:00 | 2009-06-12 | 2315:00 | 1.75 | 1.14 | 2.07 | 0.93 | 3.31 | 1.84 | 0.45098
2014-06-12 11:00 | 2009-06-12 | 2316:00 | 0.64 | 1.76 | 1.96 | 1.03 | 3.47 | 1.772 | 0.43431
2014-06-12 12:00 | 2009-06-12 | 2317:00 | 0.78 | 1.6 | 3.02 | 0.82 | 3.56 | 1.956 | 0.47941
2014-06-12 13:00 | 2009-06-12 | 2318:00 | 2.22 | 2.66 | 3.2 | 0.77 | 0.56 | 1.882 | 0.46127
2014-06-12 14:00 | 2009-06-12 | 2319:00 | 1.43 | 1.71 | 2.91 | 0.69 | 0.89 | 1.526 | 0.37402
2014-06-12 15:00 | 2009-06-12 | 2320:00 | 1.7 | 0.95 | 2.81 | 0.41 | 0.4 | 1.254 | 0.30735
2014-06-12 16:00 | 2009-06-12 | 2321:00 | 1.96 | 1.05 | 2.65 | 0.35 | 1.23 | 1.448 | 0.3549
2014-06-12 17:00 | 2009-06-12 | 2322:00 | 0.89 | 0.41 | 0.82 | 0.28 | 1.01 | 0.682 | 0.16716
2014-06-12 18:00 | 2009-06-12 | 2323:00 | 0.24 | 0.46 | 0.64 | 0.17 | 0.44 | 0.39 | 0.095588
2014-06-12 19:00 | 2009-06-12 | 2324:00 | 0.12 | 0.41 | 0.17 | 0.09 | 0.4 | 0.238 | 0.058333
2014-06-12 20:00 | 2009-06-12 | 2325:00 | 0.07 | 0.17 | 0.1 | 0.02 | 0.15 | 0.102 | 0.025
2014-06-12 21:00 | 2009-06-12 | 2326:00 | 0.03 | 0.05 | 0.06 | 0.01 | 0.03 | 0.036 | 0.0088235
2014-06-12 22:00 | 2009-06-12 | 2327:00 | 0 | 0 | 0.02 | 0 | 0 | 0.004 | 0.00098039
2014-06-12 23:00 | 2009-06-12 | 2328:00 | 0 | 0 | 0 | 0 | 0 | 0 | 0
2014-06-13 | 2009-06-13 | 2329:00 | 0 | 0 | 0 | 0 | 0 | 0 | 0
2014-06-13 01:00 | 2009-06-13 | 2330:00 | 0 | 0 | 0 | 0 | 0 | 0 | 0
2014-06-13 02:00 | 2009-06-13 | 2331:00 | 0 | 0 | 0 | 0 | 0 | 0 | 0
2014-06-13 03:00 | 2009-06-13 | 2332:00 | 0 | 0 | 0 | 0 | 0 | 0 | 0
2014-06-13 04:00 | 2009-06-13 | 2333:00 | 0.03 | 0.04 | 0 | 0.06 | 0.02 | 0.03 | 0.0073529
2014-06-13 05:00 | 2009-06-13 | 2334:00 | 0.09 | 0.13 | 0.03 | 0.2 | 0.13 | 0.116 | 0.028431
2014-06-13 06:00 | 2009-06-13 | 2335:00 | 0.52 | 0.68 | 0.12 | 0.64 | 0.69 | 0.53 | 0.1299
2014-06-13 07:00 | 2009-06-13 | 2336:00 | 1.63 | 1.16 | 0.66 | 0.99 | 1.01 | 1.09 | 0.26716
2014-06-13 08:00 | 2009-06-13 | 2337:00 | 2.21 | 2.41 | 1.58 | 1.33 | 0.68 | 1.642 | 0.40245
2014-06-13 09:00 | 2009-06-13 | 2338:00 | 1.59 | 2.32 | 2.42 | 1.67 | 2.07 | 2.014 | 0.49363
2014-06-13 10:00 | 2009-06-13 | 2339:00 | 1.42 | 1.63 | 3.05 | 1.02 | 2.72 | 1.968 | 0.48235
2014-06-13 11:00 | 2009-06-13 | 2340:00 | 2.61 | 1.79 | 3.48 | 0.75 | 3 | 2.326 | 0.5701
2014-06-13 12:00 | 2009-06-13 | 2341:00 | 1.88 | 2.08 | 3.6 | 0.98 | 2.94 | 2.296 | 0.56275
2014-06-13 13:00 | 2009-06-13 | 2342:00 | 1.3 | 2.29 | 3.59 | 1.34 | 2.97 | 2.298 | 0.56324
2014-06-13 14:00 | 2009-06-13 | 2343:00 | 3.09 | 0.74 | 3.58 | 1.4 | 1.4 | 2.042 | 0.50049
2014-06-13 15:00 | 2009-06-13 | 2344:00 | 2.89 | 0.77 | 2.84 | 1 | 1.72 | 1.844 | 0.45196
2014-06-13 16:00 | 2009-06-13 | 2345:00 | 2.02 | 0.22 | 1.3 | 0.85 | 1.77 | 1.232 | 0.30196
2014-06-13 17:00 | 2009-06-13 | 2346:00 | 0.79 | 0.28 | 0.81 | 0.51 | 0.59 | 0.596 | 0.14608
2014-06-13 18:00 | 2009-06-13 | 2347:00 | 0.23 | 0.14 | 0.46 | 0.25 | 0.24 | 0.264 | 0.064706
2014-06-13 19:00 | 2009-06-13 | 2348:00 | 0.18 | 0.14 | 0.17 | 0.18 | 0.12 | 0.158 | 0.038725
2014-06-13 20:00 | 2009-06-13 | 2349:00 | 0.1 | 0.12 | 0.2 | 0.07 | 0.09 | 0.116 | 0.028431
2014-06-13 21:00 | 2009-06-13 | 2350:00 | 0.03 | 0.03 | 0.15 | 0.02 | 0.02 | 0.05 | 0.012255
2014-06-13 22:00 | 2009-06-13 | 2351:00 | 0 | 0 | 0.02 | 0 | 0 | 0.004 | 0.00098039
2014-06-13 23:00 | 2009-06-13 | 2352:00 | 0 | 0 | 0 | 0 | 0 | 0 | 0
2014-06-14 | 2009-06-14 | 2353:00 | 0 | 0 | 0 | 0 | 0 | 0 | 0
2014-06-14 01:00 | 2009-06-14 | 2354:00 | 0 | 0 | 0 | 0 | 0 | 0 | 0
2014-06-14 02:00 | 2009-06-14 | 2355:00 | 0 | 0 | 0 | 0 | 0 | 0 | 0
2014-06-14 03:00 | 2009-06-14 | 2356:00 | 0 | 0 | 0 | 0 | 0 | 0 | 0
2014-06-14 04:00 | 2009-06-14 | 2357:00 | 0.03 | 0 | 0 | 0.03 | 0.07 | 0.026 | 0.0063725
2014-06-14 05:00 | 2009-06-14 | 2358:00 | 0.13 | 0.03 | 0.05 | 0.14 | 0.13 | 0.096 | 0.023529
2014-06-14 06:00 | 2009-06-14 | 2359:00 | 0.67 | 0.11 | 0.12 | 0.39 | 0.72 | 0.402 | 0.098529
2014-06-14 07:00 | 2009-06-14 | 2360:00 | 0.62 | 0.33 | 0.63 | 0.97 | 0.83 | 0.676 | 0.16569
2014-06-14 08:00 | 2009-06-14 | 2361:00 | 2.44 | 0.85 | 1.39 | 1.95 | 1.65 | 1.656 | 0.40588
2014-06-14 09:00 | 2009-06-14 | 2362:00 | 2.72 | 1.38 | 2.43 | 2.3 | 2.65 | 2.296 | 0.56275
2014-06-14 10:00 | 2009-06-14 | 2363:00 | 3.49 | 0.92 | 2.6 | 1.97 | 3 | 2.396 | 0.58725
2014-06-14 11:00 | 2009-06-14 | 2364:00 | 3.67 | 1.76 | 1.63 | 1.28 | 2.09 | 2.086 | 0.51127
2014-06-14 12:00 | 2009-06-14 | 2365:00 | 3.56 | 2.15 | 0.81 | 1.02 | 3.01 | 2.11 | 0.51716
2014-06-14 13:00 | 2009-06-14 | 2366:00 | 3.44 | 1.38 | 1.17 | 1.06 | 3.23 | 2.056 | 0.50392
2014-06-14 14:00 | 2009-06-14 | 2367:00 | 1.59 | 0.97 | 0.72 | 0.83 | 2.88 | 1.398 | 0.34265
2014-06-14 15:00 | 2009-06-14 | 2368:00 | 1.09 | 0.92 | 1.71 | 0.69 | 2.06 | 1.294 | 0.31716
2014-06-14 16:00 | 2009-06-14 | 2369:00 | 0.71 | 1.01 | 1.08 | 0.54 | 1.35 | 0.938 | 0.2299
2014-06-14 17:00 | 2009-06-14 | 2370:00 | 0.38 | 0.42 | 1.37 | 0.4 | 0.7 | 0.654 | 0.16029
2014-06-14 18:00 | 2009-06-14 | 2371:00 | 0.28 | 0.37 | 1.12 | 0.29 | 0.48 | 0.508 | 0.12451
2014-06-14 19:00 | 2009-06-14 | 2372:00 | 0.15 | 0.26 | 0.45 | 0.16 | 0.29 | 0.262 | 0.064216
2014-06-14 20:00 | 2009-06-14 | 2373:00 | 0.11 | 0.11 | 0.19 | 0.04 | 0.08 | 0.106 | 0.02598
2014-06-14 21:00 | 2009-06-14 | 2374:00 | 0.03 | 0.04 | 0.08 | 0 | 0.03 | 0.036 | 0.0088235
2014-06-14 22:00 | 2009-06-14 | 2375:00 | 0 | 0 | 0.04 | 0 | 0 | 0.008 | 0.0019608
2014-06-14 23:00 | 2009-06-14 | 2376:00 | 0 | 0 | 0 | 0 | 0 | 0 | 0
2014-06-15 | 2009-06-15 | 2377:00 | 0 | 0 | 0 | 0 | 0 | 0 | 0
2014-06-15 01:00 | 2009-06-15 | 2378:00 | 0 | 0 | 0 | 0 | 0 | 0 | 0
2014-06-15 02:00 | 2009-06-15 | 2379:00 | 0 | 0 | 0 | 0 | 0 | 0 | 0
2014-06-15 03:00 | 2009-06-15 | 2380:00 | 0 | 0 | 0 | 0 | 0 | 0 | 0
2014-06-15 04:00 | 2009-06-15 | 2381:00 | 0.04 | 0.03 | 0 | 0.03 | 0.03 | 0.026 | 0.0063725
2014-06-15 05:00 | 2009-06-15 | 2382:00 | 0.12 | 0.16 | 0.04 | 0.12 | 0.12 | 0.112 | 0.027451
2014-06-15 06:00 | 2009-06-15 | 2383:00 | 0.63 | 0.74 | 0.1 | 0.68 | 0.65 | 0.56 | 0.13725
2014-06-15 07:00 | 2009-06-15 | 2384:00 | 1.38 | 1.46 | 0.55 | 1.61 | 1.43 | 1.286 | 0.3152
2014-06-15 08:00 | 2009-06-15 | 2385:00 | 2.34 | 2.27 | 1.4 | 2.49 | 2.31 | 2.162 | 0.5299
2014-06-15 09:00 | 2009-06-15 | 2386:00 | 2.95 | 2.42 | 2.06 | 3.18 | 2.92 | 2.706 | 0.66324
2014-06-15 10:00 | 2009-06-15 | 2387:00 | 3.3 | 3.24 | 1.55 | 1.95 | 3.34 | 2.676 | 0.65588
2014-06-15 11:00 | 2009-06-15 | 2388:00 | 3.46 | 3.61 | 0.46 | 1.37 | 3.53 | 2.486 | 0.60931
2014-06-15 12:00 | 2009-06-15 | 2389:00 | 2.91 | 3.62 | 1.04 | 1.21 | 3.51 | 2.458 | 0.60245
2014-06-15 13:00 | 2009-06-15 | 2390:00 | 1.93 | 3.46 | 1.75 | 1.03 | 3.29 | 2.292 | 0.56176
2014-06-15 14:00 | 2009-06-15 | 2391:00 | 0.77 | 2.53 | 1.58 | 0.94 | 3.06 | 1.776 | 0.43529
2014-06-15 15:00 | 2009-06-15 | 2392:00 | 0.48 | 0.62 | 1.62 | 1.05 | 2.19 | 1.192 | 0.29216
2014-06-15 16:00 | 2009-06-15 | 2393:00 | 0.7 | 0.51 | 2.91 | 0.67 | 1.71 | 1.3 | 0.31863
2014-06-15 17:00 | 2009-06-15 | 2394:00 | 0.86 | 0.64 | 1.88 | 0.56 | 1 | 0.988 | 0.24216
2014-06-15 18:00 | 2009-06-15 | 2395:00 | 0.41 | 0.22 | 0.81 | 0.48 | 0.35 | 0.454 | 0.11127
2014-06-15 19:00 | 2009-06-15 | 2396:00 | 0.3 | 0.15 | 0.18 | 0.13 | 0.1 | 0.172 | 0.042157
2014-06-15 20:00 | 2009-06-15 | 2397:00 | 0.15 | 0.07 | 0.13 | 0.15 | 0.08 | 0.116 | 0.028431
2014-06-15 21:00 | 2009-06-15 | 2398:00 | 0.03 | 0.02 | 0.1 | 0.04 | 0.03 | 0.044 | 0.010784
2014-06-15 22:00 | 2009-06-15 | 2399:00 | 0 | 0 | 0.04 | 0 | 0 | 0.008 | 0.0019608
2014-06-15 23:00 | 2009-06-15 | 2400:00 | 0 | 0 | 0 | 0 | 0 | 0 | 0
2014-06-16 | 2009-06-16 | 2401:00 | 0 | 0 | 0 | 0 | 0 | 0 | 0
2014-06-16 01:00 | 2009-06-16 | 2402:00 | 0 | 0 | 0 | 0 | 0 | 0 | 0
2014-06-16 02:00 | 2009-06-16 | 2403:00 | 0 | 0 | 0 | 0 | 0 | 0 | 0
2014-06-16 03:00 | 2009-06-16 | 2404:00 | 0 | 0.01 | 0 | 0 | 0 | 0.002 | 0.0004902
2014-06-16 04:00 | 2009-06-16 | 2405:00 | 0.01 | 0.09 | 0 | 0 | 0.04 | 0.028 | 0.0068627
2014-06-16 05:00 | 2009-06-16 | 2406:00 | 0.11 | 0.27 | 0.05 | 0.07 | 0.16 | 0.132 | 0.032353
2014-06-16 06:00 | 2009-06-16 | 2407:00 | 0.15 | 0.53 | 0.18 | 0.1 | 0.35 | 0.262 | 0.064216
2014-06-16 07:00 | 2009-06-16 | 2408:00 | 0.19 | 1.07 | 0.52 | 0.19 | 0.61 | 0.516 | 0.12647
2014-06-16 08:00 | 2009-06-16 | 2409:00 | 0.2 | 1.05 | 1.13 | 0.32 | 1.75 | 0.89 | 0.21814
2014-06-16 09:00 | 2009-06-16 | 2410:00 | 0.11 | 1 | 1.23 | 0.35 | 2.16 | 0.97 | 0.23775
2014-06-16 10:00 | 2009-06-16 | 2411:00 | 0.22 | 0.9 | 2.16 | 0.59 | 3.06 | 1.386 | 0.33971
2014-06-16 11:00 | 2009-06-16 | 2412:00 | 0.28 | 1.17 | 2.66 | 1.22 | 3.24 | 1.714 | 0.4201
2014-06-16 12:00 | 2009-06-16 | 2413:00 | 0.36 | 1.3 | 2.86 | 1.28 | 2.22 | 1.604 | 0.39314
2014-06-16 13:00 | 2009-06-16 | 2414:00 | 0.67 | 2.11 | 2.55 | 1.19 | 1.85 | 1.674 | 0.41029
2014-06-16 14:00 | 2009-06-16 | 2415:00 | 0.63 | 1.36 | 2.25 | 2.23 | 0.95 | 1.484 | 0.36373
2014-06-16 15:00 | 2009-06-16 | 2416:00 | 0.43 | 1.19 | 3.2 | 2.64 | 0.71 | 1.634 | 0.40049
2014-06-16 16:00 | 2009-06-16 | 2417:00 | 0.44 | 0.85 | 1.93 | 1.69 | 0.67 | 1.116 | 0.27353
2014-06-16 17:00 | 2009-06-16 | 2418:00 | 0.63 | 0.76 | 1.09 | 0.64 | 0.7 | 0.764 | 0.18725
2014-06-16 18:00 | 2009-06-16 | 2419:00 | 0.3 | 0.36 | 0.74 | 0.46 | 0.45 | 0.462 | 0.11324
2014-06-16 19:00 | 2009-06-16 | 2420:00 | 0.22 | 0.31 | 0.47 | 0.25 | 0.23 | 0.296 | 0.072549
2014-06-16 20:00 | 2009-06-16 | 2421:00 | 0.09 | 0.15 | 0.27 | 0.11 | 0.14 | 0.152 | 0.037255
2014-06-16 21:00 | 2009-06-16 | 2422:00 | 0.02 | 0.02 | 0.13 | 0.04 | 0.02 | 0.046 | 0.011275
2014-06-16 22:00 | 2009-06-16 | 2423:00 | 0 | 0 | 0.03 | 0 | 0 | 0.006 | 0.0014706
2014-06-16 23:00 | 2009-06-16 | 2424:00 | 0 | 0 | 0 | 0 | 0 | 0 | 0
2014-06-17 | 2009-06-17 | 2425:00 | 0 | 0 | 0 | 0 | 0 | 0 | 0
2014-06-17 01:00 | 2009-06-17 | 2426:00 | 0 | 0 | 0 | 0 | 0 | 0 | 0
2014-06-17 02:00 | 2009-06-17 | 2427:00 | 0 | 0 | 0 | 0 | 0 | 0 | 0
2014-06-17 03:00 | 2009-06-17 | 2428:00 | 0 | 0 | 0 | 0 | 0 | 0 | 0
2014-06-17 04:00 | 2009-06-17 | 2429:00 | 0.03 | 0.02 | 0 | 0.03 | 0.03 | 0.022 | 0.0053922
2014-06-17 05:00 | 2009-06-17 | 2430:00 | 0.07 | 0.12 | 0.05 | 0.09 | 0.16 | 0.098 | 0.02402
2014-06-17 06:00 | 2009-06-17 | 2431:00 | 0.08 | 0.65 | 0.18 | 0.37 | 0.64 | 0.384 | 0.094118
2014-06-17 07:00 | 2009-06-17 | 2432:00 | 0.17 | 1.53 | 0.64 | 0.78 | 1.54 | 0.932 | 0.22843
2014-06-17 08:00 | 2009-06-17 | 2433:00 | 0.31 | 2.38 | 1.12 | 1.68 | 2.36 | 1.57 | 0.3848
2014-06-17 09:00 | 2009-06-17 | 2434:00 | 0.55 | 2.98 | 1.46 | 2.18 | 3.04 | 2.042 | 0.50049
2014-06-17 10:00 | 2009-06-17 | 2435:00 | 0.74 | 3.39 | 1.63 | 2.19 | 3.01 | 2.192 | 0.53725
2014-06-17 11:00 | 2009-06-17 | 2436:00 | 1.04 | 3.61 | 1.53 | 2.17 | 2.89 | 2.248 | 0.55098
2014-06-17 12:00 | 2009-06-17 | 2437:00 | 0.67 | 3.51 | 2.08 | 2.74 | 2.9 | 2.38 | 0.58333
2014-06-17 13:00 | 2009-06-17 | 2438:00 | 1.21 | 2.88 | 1.77 | 2.94 | 2.88 | 2.336 | 0.57255
2014-06-17 14:00 | 2009-06-17 | 2439:00 | 1.77 | 2.75 | 2.05 | 1.61 | 1.91 | 2.018 | 0.49461
2014-06-17 15:00 | 2009-06-17 | 2440:00 | 2.1 | 2.39 | 2.38 | 2.16 | 2.12 | 2.23 | 0.54657
2014-06-17 16:00 | 2009-06-17 | 2441:00 | 1.22 | 1.7 | 1.87 | 0.9 | 1.63 | 1.464 | 0.35882
2014-06-17 17:00 | 2009-06-17 | 2442:00 | 0.5 | 0.88 | 1.02 | 0.73 | 0.87 | 0.8 | 0.19608
2014-06-17 18:00 | 2009-06-17 | 2443:00 | 0.36 | 0.33 | 0.62 | 0.33 | 0.36 | 0.4 | 0.098039
2014-06-17 19:00 | 2009-06-17 | 2444:00 | 0.29 | 0.24 | 0.5 | 0.23 | 0.13 | 0.278 | 0.068137
2014-06-17 20:00 | 2009-06-17 | 2445:00 | 0.07 | 0.12 | 0.36 | 0.1 | 0.08 | 0.146 | 0.035784
2014-06-17 21:00 | 2009-06-17 | 2446:00 | 0.02 | 0.05 | 0.11 | 0.03 | 0.02 | 0.046 | 0.011275
2014-06-17 22:00 | 2009-06-17 | 2447:00 | 0 | 0 | 0.04 | 0 | 0 | 0.008 | 0.0019608
2014-06-17 23:00 | 2009-06-17 | 2448:00 | 0 | 0 | 0 | 0 | 0 | 0 | 0
2014-06-18 | 2009-06-18 | 2449:00 | 0 | 0 | 0 | 0 | 0 | 0 | 0
2014-06-18 01:00 | 2009-06-18 | 2450:00 | 0 | 0 | 0 | 0 | 0 | 0 | 0
2014-06-18 02:00 | 2009-06-18 | 2451:00 | 0 | 0 | 0 | 0 | 0 | 0 | 0
2014-06-18 03:00 | 2009-06-18 | 2452:00 | 0 | 0 | 0 | 0 | 0 | 0 | 0
2014-06-18 04:00 | 2009-06-18 | 2453:00 | 0.03 | 0.04 | 0 | 0.01 | 0.01 | 0.018 | 0.0044118
2014-06-18 05:00 | 2009-06-18 | 2454:00 | 0.18 | 0.1 | 0.01 | 0.1 | 0.07 | 0.092 | 0.022549
2014-06-18 06:00 | 2009-06-18 | 2455:00 | 0.5 | 0.32 | 0.1 | 0.14 | 0.53 | 0.318 | 0.077941
2014-06-18 07:00 | 2009-06-18 | 2456:00 | 1.36 | 0.4 | 0.35 | 0.32 | 1.18 | 0.722 | 0.17696
2014-06-18 08:00 | 2009-06-18 | 2457:00 | 1.96 | 0.63 | 0.54 | 0.54 | 0.88 | 0.91 | 0.22304
2014-06-18 09:00 | 2009-06-18 | 2458:00 | 2.44 | 1.97 | 0.87 | 0.98 | 1.18 | 1.488 | 0.36471
2014-06-18 10:00 | 2009-06-18 | 2459:00 | 1.37 | 1.45 | 1.9 | 2.44 | 2.08 | 1.848 | 0.45294
2014-06-18 11:00 | 2009-06-18 | 2460:00 | 2.24 | 1.05 | 1.86 | 2.49 | 2.31 | 1.99 | 0.48775
2014-06-18 12:00 | 2009-06-18 | 2461:00 | 2.07 | 0.99 | 1.24 | 3.39 | 0.9 | 1.718 | 0.42108
2014-06-18 13:00 | 2009-06-18 | 2462:00 | 1.99 | 0.74 | 1.59 | 1.18 | 1.23 | 1.346 | 0.3299
2014-06-18 14:00 | 2009-06-18 | 2463:00 | 0.97 | 0.68 | 1.9 | 2.33 | 1.23 | 1.422 | 0.34853
2014-06-18 15:00 | 2009-06-18 | 2464:00 | 1.21 | 0.62 | 1.3 | 1.34 | 1.73 | 1.24 | 0.30392
2014-06-18 16:00 | 2009-06-18 | 2465:00 | 1.29 | 1.04 | 1.48 | 1.39 | 1.13 | 1.266 | 0.31029
2014-06-18 17:00 | 2009-06-18 | 2466:00 | 0.8 | 0.44 | 0.96 | 1.03 | 0.53 | 0.752 | 0.18431
2014-06-18 18:00 | 2009-06-18 | 2467:00 | 0.4 | 0.26 | 0.53 | 0.55 | 0.36 | 0.42 | 0.10294
2014-06-18 19:00 | 2009-06-18 | 2468:00 | 0.24 | 0.07 | 0.36 | 0.17 | 0.23 | 0.214 | 0.052451
2014-06-18 20:00 | 2009-06-18 | 2469:00 | 0.12 | 0.04 | 0.18 | 0.12 | 0.09 | 0.11 | 0.026961
2014-06-18 21:00 | 2009-06-18 | 2470:00 | 0.05 | 0 | 0.05 | 0.02 | 0.03 | 0.03 | 0.0073529
2014-06-18 22:00 | 2009-06-18 | 2471:00 | 0 | 0 | 0 | 0 | 0 | 0 | 0
2014-06-18 23:00 | 2009-06-18 | 2472:00 | 0 | 0 | 0 | 0 | 0 | 0 | 0
2014-06-19 | 2009-06-19 | 2473:00 | 0 | 0 | 0 | 0 | 0 | 0 | 0
2014-06-19 01:00 | 2009-06-19 | 2474:00 | 0 | 0 | 0 | 0 | 0 | 0 | 0
2014-06-19 02:00 | 2009-06-19 | 2475:00 | 0 | 0 | 0 | 0 | 0 | 0 | 0
2014-06-19 03:00 | 2009-06-19 | 2476:00 | 0 | 0 | 0 | 0 | 0 | 0 | 0
2014-06-19 04:00 | 2009-06-19 | 2477:00 | 0.04 | 0.03 | 0 | 0.03 | 0.04 | 0.028 | 0.0068627
2014-06-19 05:00 | 2009-06-19 | 2478:00 | 0.12 | 0.15 | 0 | 0.18 | 0.12 | 0.114 | 0.027941
2014-06-19 06:00 | 2009-06-19 | 2479:00 | 0.61 | 0.6 | 0.04 | 0.49 | 0.61 | 0.47 | 0.1152
2014-06-19 07:00 | 2009-06-19 | 2480:00 | 1.46 | 1.67 | 0.08 | 1.12 | 0.71 | 1.008 | 0.24706
2014-06-19 08:00 | 2009-06-19 | 2481:00 | 2.32 | 2.22 | 0.18 | 1.14 | 1.02 | 1.376 | 0.33725
2014-06-19 09:00 | 2009-06-19 | 2482:00 | 3.02 | 2.99 | 0.39 | 1.85 | 2.63 | 2.176 | 0.53333
2014-06-19 10:00 | 2009-06-19 | 2483:00 | 3.43 | 3.41 | 0.55 | 1.72 | 3.34 | 2.49 | 0.61029
2014-06-19 11:00 | 2009-06-19 | 2484:00 | 3.38 | 3.58 | 1.21 | 1.63 | 3.55 | 2.67 | 0.65441
2014-06-19 12:00 | 2009-06-19 | 2485:00 | 3.44 | 3.45 | 1.63 | 2.53 | 3.53 | 2.916 | 0.71471
2014-06-19 13:00 | 2009-06-19 | 2486:00 | 3.4 | 3.28 | 0.86 | 2.03 | 3.39 | 2.592 | 0.63529
2014-06-19 14:00 | 2009-06-19 | 2487:00 | 3.17 | 2.96 | 0.92 | 0.89 | 3.08 | 2.204 | 0.5402
2014-06-19 15:00 | 2009-06-19 | 2488:00 | 2.49 | 2.28 | 1.56 | 1.81 | 1.36 | 1.9 | 0.46569
2014-06-19 16:00 | 2009-06-19 | 2489:00 | 1.79 | 1.71 | 0.9 | 1.69 | 1.46 | 1.51 | 0.3701
2014-06-19 17:00 | 2009-06-19 | 2490:00 | 0.84 | 0.77 | 0.34 | 0.28 | 0.53 | 0.552 | 0.13529
2014-06-19 18:00 | 2009-06-19 | 2491:00 | 0.38 | 0.28 | 0.18 | 0.34 | 0.39 | 0.314 | 0.076961
2014-06-19 19:00 | 2009-06-19 | 2492:00 | 0.29 | 0.17 | 0.25 | 0.19 | 0.27 | 0.234 | 0.057353
2014-06-19 20:00 | 2009-06-19 | 2493:00 | 0.13 | 0.11 | 0.23 | 0.2 | 0.15 | 0.164 | 0.040196
2014-06-19 21:00 | 2009-06-19 | 2494:00 | 0.05 | 0.03 | 0.06 | 0.07 | 0.06 | 0.054 | 0.013235
2014-06-19 22:00 | 2009-06-19 | 2495:00 | 0 | 0 | 0 | 0 | 0 | 0 | 0
2014-06-19 23:00 | 2009-06-19 | 2496:00 | 0 | 0 | 0 | 0 | 0 | 0 | 0
2014-06-20 | 2009-06-20 | 2497:00 | 0 | 0 | 0 | 0 | 0 | 0 | 0
2014-06-20 01:00 | 2009-06-20 | 2498:00 | 0 | 0 | 0 | 0 | 0 | 0 | 0
2014-06-20 02:00 | 2009-06-20 | 2499:00 | 0 | 0 | 0 | 0 | 0 | 0 | 0
2014-06-20 03:00 | 2009-06-20 | 2500:00 | 0 | 0 | 0 | 0 | 0 | 0 | 0
2014-06-20 04:00 | 2009-06-20 | 2501:00 | 0.01 | 0.01 | 0 | 0.02 | 0.03 | 0.014 | 0.0034314
2014-06-20 05:00 | 2009-06-20 | 2502:00 | 0.08 | 0.12 | 0.03 | 0.1 | 0.16 | 0.098 | 0.02402
2014-06-20 06:00 | 2009-06-20 | 2503:00 | 0.26 | 0.31 | 0.1 | 0.07 | 0.45 | 0.238 | 0.058333
2014-06-20 07:00 | 2009-06-20 | 2504:00 | 0.41 | 0.66 | 0.37 | 0.2 | 1.12 | 0.552 | 0.13529
2014-06-20 08:00 | 2009-06-20 | 2505:00 | 0.64 | 0.97 | 0.9 | 0.3 | 1.13 | 0.788 | 0.19314
2014-06-20 09:00 | 2009-06-20 | 2506:00 | 0.73 | 2.11 | 0.91 | 0.65 | 1.75 | 1.23 | 0.30147
2014-06-20 10:00 | 2009-06-20 | 2507:00 | 0.97 | 2.91 | 0.77 | 1.1 | 2.76 | 1.702 | 0.41716
2014-06-20 11:00 | 2009-06-20 | 2508:00 | 1.08 | 2.32 | 1.7 | 2.83 | 2.93 | 2.172 | 0.53235
2014-06-20 12:00 | 2009-06-20 | 2509:00 | 1.21 | 3.05 | 1.65 | 3.34 | 2.43 | 2.336 | 0.57255
2014-06-20 13:00 | 2009-06-20 | 2510:00 | 1.66 | 2.61 | 2.1 | 3.5 | 1.18 | 2.21 | 0.54167
2014-06-20 14:00 | 2009-06-20 | 2511:00 | 1.61 | 2.43 | 2.69 | 2.96 | 1.26 | 2.19 | 0.53676
2014-06-20 15:00 | 2009-06-20 | 2512:00 | 2.08 | 2.43 | 2.23 | 2.21 | 1.11 | 2.012 | 0.49314
2014-06-20 16:00 | 2009-06-20 | 2513:00 | 1.46 | 1.4 | 2.06 | 1.3 | 0.48 | 1.34 | 0.32843
2014-06-20 17:00 | 2009-06-20 | 2514:00 | 0.9 | 0.56 | 1.54 | 0.79 | 0.37 | 0.832 | 0.20392
2014-06-20 18:00 | 2009-06-20 | 2515:00 | 0.46 | 0.3 | 0.72 | 0.19 | 0.32 | 0.398 | 0.097549
2014-06-20 19:00 | 2009-06-20 | 2516:00 | 0.3 | 0.16 | 0.29 | 0.15 | 0.2 | 0.22 | 0.053922
2014-06-20 20:00 | 2009-06-20 | 2517:00 | 0.17 | 0.11 | 0.22 | 0.12 | 0.1 | 0.144 | 0.035294
2014-06-20 21:00 | 2009-06-20 | 2518:00 | 0.05 | 0.06 | 0.16 | 0.06 | 0.02 | 0.07 | 0.017157
2014-06-20 22:00 | 2009-06-20 | 2519:00 | 0 | 0 | 0.03 | 0 | 0 | 0.006 | 0.0014706
2014-06-20 23:00 | 2009-06-20 | 2520:00 | 0 | 0 | 0 | 0 | 0 | 0 | 0
2014-06-21 | 2009-06-21 | 2521:00 | 0 | 0 | 0 | 0 | 0 | 0 | 0
2014-06-21 01:00 | 2009-06-21 | 2522:00 | 0 | 0 | 0 | 0 | 0 | 0 | 0
2014-06-21 02:00 | 2009-06-21 | 2523:00 | 0 | 0 | 0 | 0 | 0 | 0 | 0
2014-06-21 03:00 | 2009-06-21 | 2524:00 | 0 | 0 | 0 | 0 | 0 | 0 | 0
2014-06-21 04:00 | 2009-06-21 | 2525:00 | 0.03 | 0.03 | 0 | 0.04 | 0 | 0.02 | 0.004902
2014-06-21 05:00 | 2009-06-21 | 2526:00 | 0.09 | 0.15 | 0 | 0.12 | 0.07 | 0.086 | 0.021078
2014-06-21 06:00 | 2009-06-21 | 2527:00 | 0.41 | 0.41 | 0.01 | 0.65 | 0.62 | 0.42 | 0.10294
2014-06-21 07:00 | 2009-06-21 | 2528:00 | 1.12 | 0.78 | 0.05 | 1.26 | 1.5 | 0.942 | 0.23088
2014-06-21 08:00 | 2009-06-21 | 2529:00 | 1.71 | 1.36 | 0.28 | 2.25 | 2.32 | 1.584 | 0.38824
2014-06-21 09:00 | 2009-06-21 | 2530:00 | 2.83 | 2.35 | 0.55 | 2.6 | 2.95 | 2.256 | 0.55294
2014-06-21 10:00 | 2009-06-21 | 2531:00 | 3.3 | 2.69 | 0.71 | 2.98 | 3.35 | 2.606 | 0.63873
2014-06-21 11:00 | 2009-06-21 | 2532:00 | 3.45 | 3.27 | 0.77 | 1.9 | 3.52 | 2.582 | 0.63284
2014-06-21 12:00 | 2009-06-21 | 2533:00 | 3.54 | 3.45 | 0.69 | 1.39 | 3.55 | 2.524 | 0.61863
2014-06-21 13:00 | 2009-06-21 | 2534:00 | 3.34 | 3.21 | 1.04 | 2.34 | 3.23 | 2.632 | 0.6451
2014-06-21 14:00 | 2009-06-21 | 2535:00 | 2.74 | 1.14 | 1.56 | 1.05 | 3.07 | 1.912 | 0.46863
2014-06-21 15:00 | 2009-06-21 | 2536:00 | 2.26 | 1.05 | 1.5 | 2.39 | 1.75 | 1.79 | 0.43873
2014-06-21 16:00 | 2009-06-21 | 2537:00 | 1.16 | 0.52 | 1 | 0.25 | 0.96 | 0.778 | 0.19069
2014-06-21 17:00 | 2009-06-21 | 2538:00 | 0.73 | 0.35 | 0.8 | 0.51 | 0.49 | 0.576 | 0.14118
2014-06-21 18:00 | 2009-06-21 | 2539:00 | 0.19 | 0.18 | 0.74 | 0.23 | 0.28 | 0.324 | 0.079412
2014-06-21 19:00 | 2009-06-21 | 2540:00 | 0.13 | 0.12 | 0.5 | 0.15 | 0.18 | 0.216 | 0.052941
2014-06-21 20:00 | 2009-06-21 | 2541:00 | 0.07 | 0.09 | 0.31 | 0.12 | 0.11 | 0.14 | 0.034314
2014-06-21 21:00 | 2009-06-21 | 2542:00 | 0.03 | 0.04 | 0.1 | 0.04 | 0.04 | 0.05 | 0.012255
2014-06-21 22:00 | 2009-06-21 | 2543:00 | 0 | 0 | 0.01 | 0 | 0 | 0.002 | 0.0004902
2014-06-21 23:00 | 2009-06-21 | 2544:00 | 0 | 0 | 0 | 0 | 0 | 0 | 0
2014-06-22 | 2009-06-22 | 2545:00 | 0 | 0 | 0 | 0 | 0 | 0 | 0
2014-06-22 01:00 | 2009-06-22 | 2546:00 | 0 | 0 | 0 | 0 | 0 | 0 | 0
2014-06-22 02:00 | 2009-06-22 | 2547:00 | 0 | 0 | 0 | 0 | 0 | 0 | 0
2014-06-22 03:00 | 2009-06-22 | 2548:00 | 0 | 0 | 0 | 0 | 0 | 0 | 0
2014-06-22 04:00 | 2009-06-22 | 2549:00 | 0.02 | 0.02 | 0 | 0.03 | 0.05 | 0.024 | 0.0058824
2014-06-22 05:00 | 2009-06-22 | 2550:00 | 0.1 | 0.17 | 0.03 | 0.11 | 0.12 | 0.106 | 0.02598
2014-06-22 06:00 | 2009-06-22 | 2551:00 | 0.64 | 0.51 | 0.12 | 0.61 | 0.23 | 0.422 | 0.10343
2014-06-22 07:00 | 2009-06-22 | 2552:00 | 1.57 | 1.12 | 0.65 | 1.32 | 0.36 | 1.004 | 0.24608
2014-06-22 08:00 | 2009-06-22 | 2553:00 | 2.42 | 1.79 | 1.4 | 2.26 | 0.82 | 1.738 | 0.42598
2014-06-22 09:00 | 2009-06-22 | 2554:00 | 2.8 | 2.04 | 2.33 | 2.84 | 1.87 | 2.376 | 0.58235
2014-06-22 10:00 | 2009-06-22 | 2555:00 | 3.53 | 2.11 | 2.93 | 3.24 | 2.63 | 2.888 | 0.70784
2014-06-22 11:00 | 2009-06-22 | 2556:00 | 3.61 | 2.06 | 3.27 | 3.16 | 1.99 | 2.818 | 0.69069
2014-06-22 12:00 | 2009-06-22 | 2557:00 | 3.3 | 2.06 | 3.23 | 2.97 | 2.63 | 2.838 | 0.69559
2014-06-22 13:00 | 2009-06-22 | 2558:00 | 3.24 | 1.28 | 2.96 | 2.94 | 1.78 | 2.44 | 0.59804
2014-06-22 14:00 | 2009-06-22 | 2559:00 | 1.43 | 1.27 | 2.68 | 2.95 | 1.44 | 1.954 | 0.47892
2014-06-22 15:00 | 2009-06-22 | 2560:00 | 1.41 | 1.28 | 3.04 | 2.46 | 1.68 | 1.974 | 0.48382
2014-06-22 16:00 | 2009-06-22 | 2561:00 | 1.08 | 1.15 | 2.44 | 1.05 | 1.63 | 1.47 | 0.36029
2014-06-22 17:00 | 2009-06-22 | 2562:00 | 0.83 | 0.67 | 1.53 | 0.81 | 0.82 | 0.932 | 0.22843
2014-06-22 18:00 | 2009-06-22 | 2563:00 | 0.36 | 0.22 | 0.73 | 0.29 | 0.42 | 0.404 | 0.09902
2014-06-22 19:00 | 2009-06-22 | 2564:00 | 0.24 | 0.18 | 0.26 | 0.26 | 0.27 | 0.242 | 0.059314
2014-06-22 20:00 | 2009-06-22 | 2565:00 | 0.12 | 0.09 | 0.18 | 0.13 | 0.14 | 0.132 | 0.032353
2014-06-22 21:00 | 2009-06-22 | 2566:00 | 0.03 | 0.02 | 0.08 | 0.02 | 0.04 | 0.038 | 0.0093137
2014-06-22 22:00 | 2009-06-22 | 2567:00 | 0 | 0 | 0.02 | 0 | 0 | 0.004 | 0.00098039
2014-06-22 23:00 | 2009-06-22 | 2568:00 | 0 | 0 | 0 | 0 | 0 | 0 | 0
2014-06-23 | 2009-06-23 | 2569:00 | 0 | 0 | 0 | 0 | 0 | 0 | 0
2014-06-23 01:00 | 2009-06-23 | 2570:00 | 0 | 0 | 0 | 0 | 0 | 0 | 0
2014-06-23 02:00 | 2009-06-23 | 2571:00 | 0 | 0 | 0 | 0 | 0 | 0 | 0
2014-06-23 03:00 | 2009-06-23 | 2572:00 | 0 | 0 | 0 | 0 | 0 | 0 | 0
2014-06-23 04:00 | 2009-06-23 | 2573:00 | 0.05 | 0 | 0 | 0.05 | 0.05 | 0.03 | 0.0073529
2014-06-23 05:00 | 2009-06-23 | 2574:00 | 0.28 | 0.02 | 0.03 | 0.15 | 0.14 | 0.124 | 0.030392
2014-06-23 06:00 | 2009-06-23 | 2575:00 | 0.48 | 0.06 | 0.12 | 0.54 | 0.48 | 0.336 | 0.082353
2014-06-23 07:00 | 2009-06-23 | 2576:00 | 0.93 | 0.12 | 0.63 | 1.37 | 0.96 | 0.802 | 0.19657
2014-06-23 08:00 | 2009-06-23 | 2577:00 | 0.92 | 0.26 | 1.5 | 2.16 | 2.43 | 1.454 | 0.35637
2014-06-23 09:00 | 2009-06-23 | 2578:00 | 1.58 | 0.38 | 2.3 | 2.75 | 2.85 | 1.972 | 0.48333
2014-06-23 10:00 | 2009-06-23 | 2579:00 | 2.96 | 0.54 | 2.82 | 3.08 | 3.26 | 2.532 | 0.62059
2014-06-23 11:00 | 2009-06-23 | 2580:00 | 2.14 | 1.25 | 3.14 | 3.23 | 1.8 | 2.312 | 0.56667
2014-06-23 12:00 | 2009-06-23 | 2581:00 | 1.87 | 2.03 | 2.72 | 3.37 | 1.88 | 2.374 | 0.58186
2014-06-23 13:00 | 2009-06-23 | 2582:00 | 0.96 | 1.66 | 2.21 | 3.29 | 2.41 | 2.106 | 0.51618
2014-06-23 14:00 | 2009-06-23 | 2583:00 | 1.12 | 1.43 | 2.39 | 2.99 | 1.97 | 1.98 | 0.48529
2014-06-23 15:00 | 2009-06-23 | 2584:00 | 0.75 | 0.6 | 2.89 | 2.51 | 1.93 | 1.736 | 0.42549
2014-06-23 16:00 | 2009-06-23 | 2585:00 | 1.13 | 0.64 | 1.72 | 1.69 | 1.36 | 1.308 | 0.32059
2014-06-23 17:00 | 2009-06-23 | 2586:00 | 0.28 | 1.18 | 1.46 | 0.65 | 0.87 | 0.888 | 0.21765
2014-06-23 18:00 | 2009-06-23 | 2587:00 | 0.16 | 0.41 | 0.77 | 0.28 | 0.27 | 0.378 | 0.092647
2014-06-23 19:00 | 2009-06-23 | 2588:00 | 0.06 | 0.2 | 0.24 | 0.2 | 0.16 | 0.172 | 0.042157
2014-06-23 20:00 | 2009-06-23 | 2589:00 | 0.07 | 0.04 | 0.19 | 0.09 | 0.06 | 0.09 | 0.022059
2014-06-23 21:00 | 2009-06-23 | 2590:00 | 0.03 | 0.03 | 0.14 | 0.03 | 0.01 | 0.048 | 0.011765
2014-06-23 22:00 | 2009-06-23 | 2591:00 | 0 | 0.01 | 0.03 | 0 | 0 | 0.008 | 0.0019608
2014-06-23 23:00 | 2009-06-23 | 2592:00 | 0 | 0 | 0 | 0 | 0 | 0 | 0
2014-06-24 | 2009-06-24 | 2593:00 | 0 | 0 | 0 | 0 | 0 | 0 | 0
2014-06-24 01:00 | 2009-06-24 | 2594:00 | 0 | 0 | 0 | 0 | 0 | 0 | 0
2014-06-24 02:00 | 2009-06-24 | 2595:00 | 0 | 0 | 0 | 0 | 0 | 0 | 0
2014-06-24 03:00 | 2009-06-24 | 2596:00 | 0 | 0 | 0 | 0 | 0 | 0 | 0
2014-06-24 04:00 | 2009-06-24 | 2597:00 | 0.03 | 0.02 | 0 | 0.02 | 0.03 | 0.02 | 0.004902
2014-06-24 05:00 | 2009-06-24 | 2598:00 | 0.13 | 0.1 | 0.04 | 0.1 | 0.12 | 0.098 | 0.02402
2014-06-24 06:00 | 2009-06-24 | 2599:00 | 0.6 | 0.27 | 0.16 | 0.13 | 0.6 | 0.352 | 0.086275
2014-06-24 07:00 | 2009-06-24 | 2600:00 | 0.97 | 0.44 | 0.63 | 1.27 | 1.46 | 0.954 | 0.23382
2014-06-24 08:00 | 2009-06-24 | 2601:00 | 2.12 | 1 | 1.45 | 1.35 | 2.16 | 1.616 | 0.39608
2014-06-24 09:00 | 2009-06-24 | 2602:00 | 2.99 | 0.98 | 2.05 | 1.02 | 2.16 | 1.84 | 0.45098
2014-06-24 10:00 | 2009-06-24 | 2603:00 | 3.24 | 0.92 | 2.79 | 1.33 | 2.62 | 2.18 | 0.53431
2014-06-24 11:00 | 2009-06-24 | 2604:00 | 3.01 | 0.76 | 1.66 | 1.16 | 3.35 | 1.988 | 0.48725
2014-06-24 12:00 | 2009-06-24 | 2605:00 | 3.21 | 1.66 | 1.75 | 1.64 | 2.99 | 2.25 | 0.55147
2014-06-24 13:00 | 2009-06-24 | 2606:00 | 3.41 | 2.66 | 2.63 | 2.31 | 2.88 | 2.778 | 0.68088
2014-06-24 14:00 | 2009-06-24 | 2607:00 | 3.04 | 2.64 | 2.87 | 1.22 | 2.85 | 2.524 | 0.61863
2014-06-24 15:00 | 2009-06-24 | 2608:00 | 1.53 | 1.13 | 1.94 | 2.33 | 1.4 | 1.666 | 0.40833
2014-06-24 16:00 | 2009-06-24 | 2609:00 | 1.64 | 1.28 | 1.42 | 1.64 | 1.52 | 1.5 | 0.36765
2014-06-24 17:00 | 2009-06-24 | 2610:00 | 0.75 | 0.77 | 1.23 | 0.77 | 0.24 | 0.752 | 0.18431
2014-06-24 18:00 | 2009-06-24 | 2611:00 | 0.49 | 0.44 | 0.9 | 0.3 | 0.38 | 0.502 | 0.12304
2014-06-24 19:00 | 2009-06-24 | 2612:00 | 0.25 | 0.26 | 0.47 | 0.24 | 0.29 | 0.302 | 0.07402
2014-06-24 20:00 | 2009-06-24 | 2613:00 | 0.1 | 0.18 | 0.22 | 0.11 | 0.16 | 0.154 | 0.037745
2014-06-24 21:00 | 2009-06-24 | 2614:00 | 0.02 | 0.02 | 0.1 | 0.04 | 0.03 | 0.042 | 0.010294
2014-06-24 22:00 | 2009-06-24 | 2615:00 | 0 | 0 | 0.02 | 0 | 0 | 0.004 | 0.00098039
2014-06-24 23:00 | 2009-06-24 | 2616:00 | 0 | 0 | 0 | 0 | 0 | 0 | 0
2014-06-25 | 2009-06-25 | 2617:00 | 0 | 0 | 0 | 0 | 0 | 0 | 0
2014-06-25 01:00 | 2009-06-25 | 2618:00 | 0 | 0 | 0 | 0 | 0 | 0 | 0
2014-06-25 02:00 | 2009-06-25 | 2619:00 | 0 | 0 | 0 | 0 | 0 | 0 | 0
2014-06-25 03:00 | 2009-06-25 | 2620:00 | 0 | 0 | 0 | 0 | 0 | 0 | 0
2014-06-25 04:00 | 2009-06-25 | 2621:00 | 0.01 | 0.01 | 0 | 0.02 | 0.01 | 0.01 | 0.002451
2014-06-25 05:00 | 2009-06-25 | 2622:00 | 0.14 | 0.09 | 0.03 | 0.12 | 0.12 | 0.1 | 0.02451
2014-06-25 06:00 | 2009-06-25 | 2623:00 | 0.39 | 0.18 | 0.1 | 0.56 | 0.26 | 0.298 | 0.073039
2014-06-25 07:00 | 2009-06-25 | 2624:00 | 0.93 | 0.08 | 0.37 | 1.57 | 0.34 | 0.658 | 0.16127
2014-06-25 08:00 | 2009-06-25 | 2625:00 | 1.89 | 0.33 | 0.67 | 1.87 | 0.26 | 1.004 | 0.24608
2014-06-25 09:00 | 2009-06-25 | 2626:00 | 2.38 | 0.53 | 1.33 | 0.92 | 0.8 | 1.192 | 0.29216
2014-06-25 10:00 | 2009-06-25 | 2627:00 | 2.58 | 1.03 | 1.96 | 0.93 | 1.4 | 1.58 | 0.38725
2014-06-25 11:00 | 2009-06-25 | 2628:00 | 2.82 | 1.27 | 2.27 | 0.96 | 2.06 | 1.876 | 0.4598
2014-06-25 12:00 | 2009-06-25 | 2629:00 | 2.57 | 1.65 | 2.22 | 0.86 | 1.27 | 1.714 | 0.4201
2014-06-25 13:00 | 2009-06-25 | 2630:00 | 0.96 | 2.36 | 2.97 | 0.78 | 1.61 | 1.736 | 0.42549
2014-06-25 14:00 | 2009-06-25 | 2631:00 | 0.64 | 2.33 | 3.42 | 0.91 | 1.91 | 1.842 | 0.45147
2014-06-25 15:00 | 2009-06-25 | 2632:00 | 0.13 | 0.91 | 2.06 | 1.04 | 2.1 | 1.248 | 0.30588
2014-06-25 16:00 | 2009-06-25 | 2633:00 | 0.05 | 1.36 | 0.62 | 0.93 | 1.08 | 0.808 | 0.19804
2014-06-25 17:00 | 2009-06-25 | 2634:00 | 0.47 | 0.67 | 0.86 | 0.82 | 0.8 | 0.724 | 0.17745
2014-06-25 18:00 | 2009-06-25 | 2635:00 | 0.22 | 0.4 | 0.98 | 0.41 | 0.37 | 0.476 | 0.11667
2014-06-25 19:00 | 2009-06-25 | 2636:00 | 0.23 | 0.28 | 0.47 | 0.23 | 0.05 | 0.252 | 0.061765
2014-06-25 20:00 | 2009-06-25 | 2637:00 | 0.18 | 0.16 | 0.18 | 0.15 | 0.01 | 0.136 | 0.033333
2014-06-25 21:00 | 2009-06-25 | 2638:00 | 0.02 | 0.03 | 0.1 | 0.04 | 0 | 0.038 | 0.0093137
2014-06-25 22:00 | 2009-06-25 | 2639:00 | 0 | 0 | 0.03 | 0 | 0 | 0.006 | 0.0014706
2014-06-25 23:00 | 2009-06-25 | 2640:00 | 0 | 0 | 0 | 0 | 0 | 0 | 0
2014-06-26 | 2009-06-26 | 2641:00 | 0 | 0 | 0 | 0 | 0 | 0 | 0
2014-06-26 01:00 | 2009-06-26 | 2642:00 | 0 | 0 | 0 | 0 | 0 | 0 | 0
2014-06-26 02:00 | 2009-06-26 | 2643:00 | 0 | 0 | 0 | 0 | 0 | 0 | 0
2014-06-26 03:00 | 2009-06-26 | 2644:00 | 0 | 0 | 0 | 0 | 0 | 0 | 0
2014-06-26 04:00 | 2009-06-26 | 2645:00 | 0.03 | 0.05 | 0 | 0.01 | 0.02 | 0.022 | 0.0053922
2014-06-26 05:00 | 2009-06-26 | 2646:00 | 0.21 | 0.16 | 0.04 | 0.14 | 0.13 | 0.136 | 0.033333
2014-06-26 06:00 | 2009-06-26 | 2647:00 | 0.51 | 0.55 | 0.13 | 0.55 | 0.27 | 0.402 | 0.098529
2014-06-26 07:00 | 2009-06-26 | 2648:00 | 1.19 | 1.55 | 0.6 | 0.52 | 0.47 | 0.866 | 0.21225
2014-06-26 08:00 | 2009-06-26 | 2649:00 | 1.87 | 2.3 | 1.44 | 1.28 | 0.75 | 1.528 | 0.37451
2014-06-26 09:00 | 2009-06-26 | 2650:00 | 3.01 | 1.72 | 2.24 | 2.72 | 2.05 | 2.348 | 0.57549
2014-06-26 10:00 | 2009-06-26 | 2651:00 | 3.17 | 2.72 | 2.56 | 3.12 | 2.5 | 2.814 | 0.68971
2014-06-26 11:00 | 2009-06-26 | 2652:00 | 3.64 | 3.31 | 2.9 | 2.6 | 1.04 | 2.698 | 0.66127
2014-06-26 12:00 | 2009-06-26 | 2653:00 | 3.62 | 3.37 | 3.41 | 2.51 | 1.77 | 2.936 | 0.71961
2014-06-26 13:00 | 2009-06-26 | 2654:00 | 2.94 | 3.22 | 3.4 | 2.03 | 1.74 | 2.666 | 0.65343
2014-06-26 14:00 | 2009-06-26 | 2655:00 | 2.06 | 3.14 | 3.17 | 1.38 | 1.89 | 2.328 | 0.57059
2014-06-26 15:00 | 2009-06-26 | 2656:00 | 1.75 | 2.65 | 2.41 | 1.59 | 1.55 | 1.99 | 0.48775
2014-06-26 16:00 | 2009-06-26 | 2657:00 | 1.74 | 1.75 | 2.29 | 0.98 | 1.07 | 1.566 | 0.38382
2014-06-26 17:00 | 2009-06-26 | 2658:00 | 0.78 | 0.82 | 1.74 | 0.61 | 0.87 | 0.964 | 0.23627
2014-06-26 18:00 | 2009-06-26 | 2659:00 | 0.25 | 0.2 | 0.8 | 0.45 | 0.23 | 0.386 | 0.094608
2014-06-26 19:00 | 2009-06-26 | 2660:00 | 0.25 | 0.12 | 0.31 | 0.22 | 0.22 | 0.224 | 0.054902
2014-06-26 20:00 | 2009-06-26 | 2661:00 | 0.16 | 0.08 | 0.27 | 0.09 | 0.13 | 0.146 | 0.035784
2014-06-26 21:00 | 2009-06-26 | 2662:00 | 0.03 | 0.03 | 0.14 | 0.03 | 0.06 | 0.058 | 0.014216
2014-06-26 22:00 | 2009-06-26 | 2663:00 | 0 | 0 | 0.08 | 0 | 0.01 | 0.018 | 0.0044118
2014-06-26 23:00 | 2009-06-26 | 2664:00 | 0 | 0 | 0.01 | 0 | 0 | 0.002 | 0.0004902
2014-06-27 | 2009-06-27 | 2665:00 | 0 | 0 | 0 | 0 | 0 | 0 | 0
2014-06-27 01:00 | 2009-06-27 | 2666:00 | 0 | 0 | 0 | 0 | 0 | 0 | 0
2014-06-27 02:00 | 2009-06-27 | 2667:00 | 0 | 0 | 0 | 0 | 0 | 0 | 0
2014-06-27 03:00 | 2009-06-27 | 2668:00 | 0 | 0 | 0 | 0 | 0 | 0 | 0
2014-06-27 04:00 | 2009-06-27 | 2669:00 | 0.02 | 0.04 | 0 | 0.04 | 0 | 0.02 | 0.004902
2014-06-27 05:00 | 2009-06-27 | 2670:00 | 0.12 | 0.16 | 0.03 | 0.2 | 0.03 | 0.108 | 0.026471
2014-06-27 06:00 | 2009-06-27 | 2671:00 | 0.14 | 0.4 | 0.13 | 0.33 | 0.49 | 0.298 | 0.073039
2014-06-27 07:00 | 2009-06-27 | 2672:00 | 0.17 | 0.77 | 0.59 | 0.68 | 0.7 | 0.582 | 0.14265
2014-06-27 08:00 | 2009-06-27 | 2673:00 | 0.32 | 1.48 | 1.42 | 1.74 | 1.45 | 1.282 | 0.31422
2014-06-27 09:00 | 2009-06-27 | 2674:00 | 0.47 | 2.57 | 2.22 | 1.96 | 2.85 | 2.014 | 0.49363
2014-06-27 10:00 | 2009-06-27 | 2675:00 | 0.54 | 2.37 | 2.82 | 1.17 | 3.21 | 2.022 | 0.49559
2014-06-27 11:00 | 2009-06-27 | 2676:00 | 0.75 | 1.27 | 3.21 | 1.91 | 3.34 | 2.096 | 0.51373
2014-06-27 12:00 | 2009-06-27 | 2677:00 | 1.31 | 1.2 | 3.42 | 2.62 | 3.37 | 2.384 | 0.58431
2014-06-27 13:00 | 2009-06-27 | 2678:00 | 2.06 | 1.22 | 3.44 | 1.67 | 2.85 | 2.248 | 0.55098
2014-06-27 14:00 | 2009-06-27 | 2679:00 | 1.18 | 1.03 | 3.3 | 1.59 | 2.44 | 1.908 | 0.46765
2014-06-27 15:00 | 2009-06-27 | 2680:00 | 1.56 | 0.96 | 1.57 | 0.92 | 2.22 | 1.446 | 0.35441
2014-06-27 16:00 | 2009-06-27 | 2681:00 | 1.83 | 0.91 | 0.5 | 0.84 | 1.72 | 1.16 | 0.28431
2014-06-27 17:00 | 2009-06-27 | 2682:00 | 0.83 | 1.03 | 0.65 | 0.58 | 0.8 | 0.778 | 0.19069
2014-06-27 18:00 | 2009-06-27 | 2683:00 | 0.36 | 0.44 | 0.37 | 0.57 | 0.24 | 0.396 | 0.097059
2014-06-27 19:00 | 2009-06-27 | 2684:00 | 0.08 | 0.27 | 0.42 | 0.28 | 0.13 | 0.236 | 0.057843
2014-06-27 20:00 | 2009-06-27 | 2685:00 | 0.08 | 0.08 | 0.16 | 0.09 | 0.08 | 0.098 | 0.02402
2014-06-27 21:00 | 2009-06-27 | 2686:00 | 0.02 | 0.02 | 0.16 | 0.03 | 0.04 | 0.054 | 0.013235
2014-06-27 22:00 | 2009-06-27 | 2687:00 | 0 | 0 | 0.05 | 0 | 0 | 0.01 | 0.002451
2014-06-27 23:00 | 2009-06-27 | 2688:00 | 0 | 0 | 0 | 0 | 0 | 0 | 0
2014-06-28 | 2009-06-28 | 2689:00 | 0 | 0 | 0 | 0 | 0 | 0 | 0
2014-06-28 01:00 | 2009-06-28 | 2690:00 | 0 | 0 | 0 | 0 | 0 | 0 | 0
2014-06-28 02:00 | 2009-06-28 | 2691:00 | 0 | 0 | 0 | 0 | 0 | 0 | 0
2014-06-28 03:00 | 2009-06-28 | 2692:00 | 0 | 0 | 0 | 0 | 0 | 0 | 0
2014-06-28 04:00 | 2009-06-28 | 2693:00 | 0.03 | 0.03 | 0 | 0.03 | 0.04 | 0.026 | 0.0063725
2014-06-28 05:00 | 2009-06-28 | 2694:00 | 0.2 | 0.15 | 0.06 | 0.11 | 0.19 | 0.142 | 0.034804
2014-06-28 06:00 | 2009-06-28 | 2695:00 | 0.61 | 0.6 | 0.27 | 0.62 | 0.5 | 0.52 | 0.12745
2014-06-28 07:00 | 2009-06-28 | 2696:00 | 1.04 | 1.03 | 0.5 | 1.54 | 1.33 | 1.088 | 0.26667
2014-06-28 08:00 | 2009-06-28 | 2697:00 | 2.44 | 1.88 | 0.71 | 2.39 | 1.78 | 1.84 | 0.45098
2014-06-28 09:00 | 2009-06-28 | 2698:00 | 2.88 | 2.4 | 1.05 | 3.05 | 2.01 | 2.278 | 0.55833
2014-06-28 10:00 | 2009-06-28 | 2699:00 | 3.41 | 0.73 | 1.25 | 3.44 | 3 | 2.366 | 0.5799
2014-06-28 11:00 | 2009-06-28 | 2700:00 | 1.96 | 0.43 | 1.83 | 3.64 | 2.85 | 2.142 | 0.525
2014-06-28 12:00 | 2009-06-28 | 2701:00 | 0.65 | 1.37 | 0.77 | 3.29 | 2.27 | 1.67 | 0.40931
2014-06-28 13:00 | 2009-06-28 | 2702:00 | 0.35 | 3.12 | 1.88 | 2.98 | 3.23 | 2.312 | 0.56667
2014-06-28 14:00 | 2009-06-28 | 2703:00 | 1.18 | 2.79 | 1.12 | 2.76 | 2.63 | 2.096 | 0.51373
2014-06-28 15:00 | 2009-06-28 | 2704:00 | 2.25 | 1.79 | 0.79 | 1.44 | 1.38 | 1.53 | 0.375
2014-06-28 16:00 | 2009-06-28 | 2705:00 | 0.4 | 0.92 | 0.69 | 0.86 | 0.31 | 0.636 | 0.15588
2014-06-28 17:00 | 2009-06-28 | 2706:00 | 0.71 | 0.58 | 0.46 | 0.77 | 0.32 | 0.568 | 0.13922
2014-06-28 18:00 | 2009-06-28 | 2707:00 | 0.53 | 0.17 | 0.44 | 0.51 | 0.4 | 0.41 | 0.10049
2014-06-28 19:00 | 2009-06-28 | 2708:00 | 0.28 | 0.11 | 0.38 | 0.27 | 0.21 | 0.25 | 0.061275
2014-06-28 20:00 | 2009-06-28 | 2709:00 | 0.1 | 0.07 | 0.18 | 0.11 | 0.18 | 0.128 | 0.031373
2014-06-28 21:00 | 2009-06-28 | 2710:00 | 0.02 | 0.03 | 0.05 | 0.02 | 0.04 | 0.032 | 0.0078431
2014-06-28 22:00 | 2009-06-28 | 2711:00 | 0 | 0 | 0 | 0 | 0 | 0 | 0
2014-06-28 23:00 | 2009-06-28 | 2712:00 | 0 | 0 | 0 | 0 | 0 | 0 | 0
2014-06-29 | 2009-06-29 | 2713:00 | 0 | 0 | 0 | 0 | 0 | 0 | 0
2014-06-29 01:00 | 2009-06-29 | 2714:00 | 0 | 0 | 0 | 0 | 0 | 0 | 0
2014-06-29 02:00 | 2009-06-29 | 2715:00 | 0 | 0 | 0 | 0 | 0 | 0 | 0
2014-06-29 03:00 | 2009-06-29 | 2716:00 | 0 | 0 | 0 | 0 | 0 | 0 | 0
2014-06-29 04:00 | 2009-06-29 | 2717:00 | 0.02 | 0.03 | 0 | 0 | 0.05 | 0.02 | 0.004902
2014-06-29 05:00 | 2009-06-29 | 2718:00 | 0.09 | 0.19 | 0.03 | 0.01 | 0.16 | 0.096 | 0.023529
2014-06-29 06:00 | 2009-06-29 | 2719:00 | 0.12 | 0.64 | 0.12 | 0.14 | 0.61 | 0.326 | 0.079902
2014-06-29 07:00 | 2009-06-29 | 2720:00 | 0.13 | 1.49 | 0.24 | 0.34 | 1.3 | 0.7 | 0.17157
2014-06-29 08:00 | 2009-06-29 | 2721:00 | 1.19 | 2.32 | 0.54 | 0.53 | 1.28 | 1.172 | 0.28725
2014-06-29 09:00 | 2009-06-29 | 2722:00 | 1.03 | 2.95 | 1 | 0.31 | 1.74 | 1.406 | 0.34461
2014-06-29 10:00 | 2009-06-29 | 2723:00 | 1.89 | 3.29 | 1.19 | 0.31 | 1.79 | 1.694 | 0.4152
2014-06-29 11:00 | 2009-06-29 | 2724:00 | 3.19 | 3.27 | 1.32 | 0.66 | 2.57 | 2.202 | 0.53971
2014-06-29 12:00 | 2009-06-29 | 2725:00 | 3.22 | 3.1 | 1.38 | 1.76 | 2.7 | 2.432 | 0.59608
2014-06-29 13:00 | 2009-06-29 | 2726:00 | 3.04 | 3.04 | 1.91 | 1.56 | 2.23 | 2.356 | 0.57745
2014-06-29 14:00 | 2009-06-29 | 2727:00 | 2.59 | 1.7 | 1.85 | 2.17 | 1.79 | 2.02 | 0.4951
2014-06-29 15:00 | 2009-06-29 | 2728:00 | 2.67 | 1.03 | 1.83 | 1.62 | 1.66 | 1.762 | 0.43186
2014-06-29 16:00 | 2009-06-29 | 2729:00 | 1.52 | 0.59 | 1.32 | 0.82 | 1.5 | 1.15 | 0.28186
2014-06-29 17:00 | 2009-06-29 | 2730:00 | 0.76 | 0.2 | 0.67 | 0.31 | 1.04 | 0.596 | 0.14608
2014-06-29 18:00 | 2009-06-29 | 2731:00 | 0.38 | 0.15 | 0.51 | 0.27 | 0.25 | 0.312 | 0.076471
2014-06-29 19:00 | 2009-06-29 | 2732:00 | 0.29 | 0.07 | 0.38 | 0.09 | 0.1 | 0.186 | 0.045588
2014-06-29 20:00 | 2009-06-29 | 2733:00 | 0.16 | 0.01 | 0.2 | 0.02 | 0.07 | 0.092 | 0.022549
2014-06-29 21:00 | 2009-06-29 | 2734:00 | 0.02 | 0 | 0.09 | 0 | 0.03 | 0.028 | 0.0068627
2014-06-29 22:00 | 2009-06-29 | 2735:00 | 0 | 0 | 0.02 | 0 | 0 | 0.004 | 0.00098039
2014-06-29 23:00 | 2009-06-29 | 2736:00 | 0 | 0 | 0 | 0 | 0 | 0 | 0
2014-06-30 | 2009-06-30 | 2737:00 | 0 | 0 | 0 | 0 | 0 | 0 | 0
2014-06-30 01:00 | 2009-06-30 | 2738:00 | 0 | 0 | 0 | 0 | 0 | 0 | 0
2014-06-30 02:00 | 2009-06-30 | 2739:00 | 0 | 0 | 0 | 0 | 0 | 0 | 0
2014-06-30 03:00 | 2009-06-30 | 2740:00 | 0 | 0 | 0 | 0 | 0 | 0 | 0
2014-06-30 04:00 | 2009-06-30 | 2741:00 | 0.04 | 0 | 0 | 0.02 | 0.02 | 0.016 | 0.0039216
2014-06-30 05:00 | 2009-06-30 | 2742:00 | 0.17 | 0 | 0.04 | 0.1 | 0.09 | 0.08 | 0.019608
2014-06-30 06:00 | 2009-06-30 | 2743:00 | 0.7 | 0.03 | 0.17 | 0.62 | 0.59 | 0.422 | 0.10343
2014-06-30 07:00 | 2009-06-30 | 2744:00 | 1.34 | 0.08 | 0.52 | 1.11 | 1.49 | 0.908 | 0.22255
2014-06-30 08:00 | 2009-06-30 | 2745:00 | 2.33 | 0.16 | 1 | 0.85 | 2.32 | 1.332 | 0.32647
2014-06-30 09:00 | 2009-06-30 | 2746:00 | 2.98 | 0.39 | 0.68 | 1.06 | 2.95 | 1.612 | 0.3951
2014-06-30 10:00 | 2009-06-30 | 2747:00 | 3.44 | 0.69 | 1.05 | 1.6 | 3.01 | 1.958 | 0.4799
2014-06-30 11:00 | 2009-06-30 | 2748:00 | 3.2 | 0.65 | 1.11 | 1.52 | 2.93 | 1.882 | 0.46127
2014-06-30 12:00 | 2009-06-30 | 2749:00 | 3.55 | 0.8 | 1.54 | 1.69 | 3.06 | 2.128 | 0.52157
2014-06-30 13:00 | 2009-06-30 | 2750:00 | 3.16 | 0.63 | 1.94 | 1.19 | 3.41 | 2.066 | 0.50637
2014-06-30 14:00 | 2009-06-30 | 2751:00 | 1.27 | 0.75 | 0.84 | 1.13 | 3.07 | 1.412 | 0.34608
2014-06-30 15:00 | 2009-06-30 | 2752:00 | 1.9 | 0.96 | 0.89 | 1.02 | 2.22 | 1.398 | 0.34265
2014-06-30 16:00 | 2009-06-30 | 2753:00 | 1.34 | 0.97 | 0.64 | 0.56 | 1.74 | 1.05 | 0.25735
2014-06-30 17:00 | 2009-06-30 | 2754:00 | 0.78 | 0.82 | 0.57 | 0.49 | 0.73 | 0.678 | 0.16618
2014-06-30 18:00 | 2009-06-30 | 2755:00 | 0.55 | 0.44 | 0.42 | 0.4 | 0.17 | 0.396 | 0.097059
2014-06-30 19:00 | 2009-06-30 | 2756:00 | 0.3 | 0.13 | 0.45 | 0.28 | 0.15 | 0.262 | 0.064216
2014-06-30 20:00 | 2009-06-30 | 2757:00 | 0.19 | 0.04 | 0.27 | 0.11 | 0.13 | 0.148 | 0.036275
2014-06-30 21:00 | 2009-06-30 | 2758:00 | 0.02 | 0.01 | 0.15 | 0.03 | 0.07 | 0.056 | 0.013725
2014-06-30 22:00 | 2009-06-30 | 2759:00 | 0 | 0 | 0.03 | 0 | 0 | 0.006 | 0.0014706
2014-06-30 23:00 | 2009-06-30 | 2760:00 | 0 | 0 | 0 | 0 | 0 | 0 | 0
2014-07-01 | 2009-07-01 | 2761:00 | 0 | 0 | 0 | 0 | 0 | 0 | 0
2014-07-01 01:00 | 2009-07-01 | 2762:00 | 0 | 0 | 0 | 0 | 0 | 0 | 0
2014-07-01 02:00 | 2009-07-01 | 2763:00 | 0 | 0 | 0 | 0 | 0 | 0 | 0
2014-07-01 03:00 | 2009-07-01 | 2764:00 | 0 | 0 | 0 | 0 | 0 | 0 | 0
2014-07-01 04:00 | 2009-07-01 | 2765:00 | 0.01 | 0 | 0 | 0.01 | 0.01 | 0.006 | 0.0014706
2014-07-01 05:00 | 2009-07-01 | 2766:00 | 0.12 | 0.04 | 0.04 | 0.11 | 0.05 | 0.072 | 0.017647
2014-07-01 06:00 | 2009-07-01 | 2767:00 | 0.57 | 0.18 | 0.16 | 0.43 | 0.35 | 0.338 | 0.082843
2014-07-01 07:00 | 2009-07-01 | 2768:00 | 0.88 | 0.39 | 0.34 | 1.66 | 0.41 | 0.736 | 0.18039
2014-07-01 08:00 | 2009-07-01 | 2769:00 | 0.42 | 0.43 | 0.42 | 1.77 | 0.66 | 0.74 | 0.18137
2014-07-01 09:00 | 2009-07-01 | 2770:00 | 0.57 | 0.83 | 0.94 | 1.94 | 1.97 | 1.25 | 0.30637
2014-07-01 10:00 | 2009-07-01 | 2771:00 | 0.65 | 1.14 | 1.71 | 1.25 | 2.96 | 1.542 | 0.37794
2014-07-01 11:00 | 2009-07-01 | 2772:00 | 1.36 | 0.74 | 2.57 | 1.08 | 1.87 | 1.524 | 0.37353
2014-07-01 12:00 | 2009-07-01 | 2773:00 | 1.7 | 0.56 | 3.06 | 0.88 | 1.23 | 1.486 | 0.36422
2014-07-01 13:00 | 2009-07-01 | 2774:00 | 2.11 | 0.69 | 3.52 | 1.22 | 1.19 | 1.746 | 0.42794
2014-07-01 14:00 | 2009-07-01 | 2775:00 | 2.01 | 0.65 | 3.4 | 1 | 0.42 | 1.496 | 0.36667
2014-07-01 15:00 | 2009-07-01 | 2776:00 | 1.54 | 0.77 | 3.41 | 0.78 | 0.72 | 1.444 | 0.35392
2014-07-01 16:00 | 2009-07-01 | 2777:00 | 1.01 | 0.38 | 2.34 | 0.85 | 0.28 | 0.972 | 0.23824
2014-07-01 17:00 | 2009-07-01 | 2778:00 | 0.76 | 0.64 | 1.91 | 0.69 | 0.1 | 0.82 | 0.20098
2014-07-01 18:00 | 2009-07-01 | 2779:00 | 0.31 | 0.48 | 0.92 | 0.35 | 0.05 | 0.422 | 0.10343
2014-07-01 19:00 | 2009-07-01 | 2780:00 | 0.31 | 0.22 | 0.43 | 0.2 | 0.11 | 0.254 | 0.062255
2014-07-01 20:00 | 2009-07-01 | 2781:00 | 0.18 | 0.08 | 0.25 | 0.13 | 0.12 | 0.152 | 0.037255
2014-07-01 21:00 | 2009-07-01 | 2782:00 | 0.02 | 0.02 | 0.14 | 0.04 | 0.05 | 0.054 | 0.013235
2014-07-01 22:00 | 2009-07-01 | 2783:00 | 0 | 0 | 0.04 | 0 | 0 | 0.008 | 0.0019608
2014-07-01 23:00 | 2009-07-01 | 2784:00 | 0 | 0 | 0 | 0 | 0 | 0 | 0
2014-07-02 | 2009-07-02 | 2785:00 | 0 | 0 | 0 | 0 | 0 | 0 | 0
2014-07-02 01:00 | 2009-07-02 | 2786:00 | 0 | 0 | 0 | 0 | 0 | 0 | 0
2014-07-02 02:00 | 2009-07-02 | 2787:00 | 0 | 0 | 0 | 0 | 0 | 0 | 0
2014-07-02 03:00 | 2009-07-02 | 2788:00 | 0 | 0 | 0 | 0 | 0 | 0 | 0
2014-07-02 04:00 | 2009-07-02 | 2789:00 | 0.03 | 0.01 | 0 | 0 | 0.03 | 0.014 | 0.0034314
2014-07-02 05:00 | 2009-07-02 | 2790:00 | 0.11 | 0.11 | 0.04 | 0.04 | 0.16 | 0.092 | 0.022549
2014-07-02 06:00 | 2009-07-02 | 2791:00 | 0.58 | 0.2 | 0.13 | 0.09 | 0.67 | 0.334 | 0.081863
2014-07-02 07:00 | 2009-07-02 | 2792:00 | 1.44 | 0.33 | 0.63 | 0.23 | 1.46 | 0.818 | 0.20049
2014-07-02 08:00 | 2009-07-02 | 2793:00 | 2.26 | 0.65 | 1.19 | 0.16 | 0.95 | 1.042 | 0.25539
2014-07-02 09:00 | 2009-07-02 | 2794:00 | 2.87 | 0.7 | 1.66 | 0.13 | 2.54 | 1.58 | 0.38725
2014-07-02 10:00 | 2009-07-02 | 2795:00 | 3.32 | 1.84 | 2.72 | 0.56 | 2.45 | 2.178 | 0.53382
2014-07-02 11:00 | 2009-07-02 | 2796:00 | 3.22 | 0.69 | 3.22 | 0.63 | 2.67 | 2.086 | 0.51127
2014-07-02 12:00 | 2009-07-02 | 2797:00 | 3.62 | 0.81 | 2.45 | 0.86 | 1.23 | 1.794 | 0.43971
2014-07-02 13:00 | 2009-07-02 | 2798:00 | 2.7 | 3.04 | 3.38 | 0.92 | 1.07 | 2.222 | 0.54461
2014-07-02 14:00 | 2009-07-02 | 2799:00 | 3.32 | 2.47 | 3.45 | 0.48 | 1.54 | 2.252 | 0.55196
2014-07-02 15:00 | 2009-07-02 | 2800:00 | 2.64 | 2.51 | 3.36 | 0.43 | 2.78 | 2.344 | 0.57451
2014-07-02 16:00 | 2009-07-02 | 2801:00 | 1.54 | 1.77 | 2.29 | 0.63 | 1.33 | 1.512 | 0.37059
2014-07-02 17:00 | 2009-07-02 | 2802:00 | 0.93 | 0.81 | 1.3 | 0.39 | 0.32 | 0.75 | 0.18382
2014-07-02 18:00 | 2009-07-02 | 2803:00 | 0.66 | 0.23 | 0.66 | 0.15 | 0.57 | 0.454 | 0.11127
2014-07-02 19:00 | 2009-07-02 | 2804:00 | 0.34 | 0.17 | 0.27 | 0.14 | 0.2 | 0.224 | 0.054902
2014-07-02 20:00 | 2009-07-02 | 2805:00 | 0.2 | 0.12 | 0.25 | 0.1 | 0.09 | 0.152 | 0.037255
2014-07-02 21:00 | 2009-07-02 | 2806:00 | 0.02 | 0.01 | 0.18 | 0.02 | 0.02 | 0.05 | 0.012255
2014-07-02 22:00 | 2009-07-02 | 2807:00 | 0 | 0 | 0.05 | 0 | 0 | 0.01 | 0.002451
2014-07-02 23:00 | 2009-07-02 | 2808:00 | 0 | 0 | 0 | 0 | 0 | 0 | 0
2014-07-03 | 2009-07-03 | 2809:00 | 0 | 0 | 0 | 0 | 0 | 0 | 0
2014-07-03 01:00 | 2009-07-03 | 2810:00 | 0 | 0 | 0 | 0 | 0 | 0 | 0
2014-07-03 02:00 | 2009-07-03 | 2811:00 | 0 | 0 | 0 | 0 | 0 | 0 | 0
2014-07-03 03:00 | 2009-07-03 | 2812:00 | 0 | 0 | 0 | 0 | 0 | 0 | 0
2014-07-03 04:00 | 2009-07-03 | 2813:00 | 0.02 | 0.01 | 0 | 0.1 | 0.06 | 0.038 | 0.0093137
2014-07-03 05:00 | 2009-07-03 | 2814:00 | 0.09 | 0.11 | 0.02 | 0.22 | 0.09 | 0.106 | 0.02598
2014-07-03 06:00 | 2009-07-03 | 2815:00 | 0.28 | 0.32 | 0.14 | 0.13 | 0.36 | 0.246 | 0.060294
2014-07-03 07:00 | 2009-07-03 | 2816:00 | 0.32 | 1.49 | 0.54 | 0.2 | 0.6 | 0.63 | 0.15441
2014-07-03 08:00 | 2009-07-03 | 2817:00 | 1.01 | 2.19 | 0.89 | 0.35 | 1.71 | 1.23 | 0.30147
2014-07-03 09:00 | 2009-07-03 | 2818:00 | 2.82 | 2.2 | 2.44 | 0.45 | 1.76 | 1.934 | 0.47402
2014-07-03 10:00 | 2009-07-03 | 2819:00 | 2.14 | 2.39 | 2.47 | 0.5 | 1.74 | 1.848 | 0.45294
2014-07-03 11:00 | 2009-07-03 | 2820:00 | 3.37 | 2.26 | 1.75 | 2.02 | 1.78 | 2.236 | 0.54804
2014-07-03 12:00 | 2009-07-03 | 2821:00 | 3.51 | 2.07 | 2.7 | 2.95 | 2.57 | 2.76 | 0.67647
2014-07-03 13:00 | 2009-07-03 | 2822:00 | 3.18 | 1.63 | 3.35 | 2.48 | 1.88 | 2.504 | 0.61373
2014-07-03 14:00 | 2009-07-03 | 2823:00 | 1.44 | 1.16 | 3.13 | 2.79 | 1.84 | 2.072 | 0.50784
2014-07-03 15:00 | 2009-07-03 | 2824:00 | 0.24 | 0.75 | 2.62 | 1.82 | 1.51 | 1.388 | 0.3402
2014-07-03 16:00 | 2009-07-03 | 2825:00 | 0.19 | 0.66 | 2.73 | 1.2 | 0.88 | 1.132 | 0.27745
2014-07-03 17:00 | 2009-07-03 | 2826:00 | 0.25 | 0.56 | 1.87 | 0.69 | 0.38 | 0.75 | 0.18382
2014-07-03 18:00 | 2009-07-03 | 2827:00 | 0.37 | 0.35 | 0.85 | 0.48 | 0.51 | 0.512 | 0.12549
2014-07-03 19:00 | 2009-07-03 | 2828:00 | 0.21 | 0.29 | 0.21 | 0.28 | 0.35 | 0.268 | 0.065686
2014-07-03 20:00 | 2009-07-03 | 2829:00 | 0.06 | 0.14 | 0.12 | 0.13 | 0.13 | 0.116 | 0.028431
2014-07-03 21:00 | 2009-07-03 | 2830:00 | 0.02 | 0.02 | 0.08 | 0.02 | 0.02 | 0.032 | 0.0078431
2014-07-03 22:00 | 2009-07-03 | 2831:00 | 0 | 0 | 0.02 | 0 | 0 | 0.004 | 0.00098039
2014-07-03 23:00 | 2009-07-03 | 2832:00 | 0 | 0 | 0 | 0 | 0 | 0 | 0
2014-07-04 | 2009-07-04 | 2833:00 | 0 | 0 | 0 | 0 | 0 | 0 | 0
2014-07-04 01:00 | 2009-07-04 | 2834:00 | 0 | 0 | 0 | 0 | 0 | 0 | 0
2014-07-04 02:00 | 2009-07-04 | 2835:00 | 0 | 0 | 0 | 0 | 0 | 0 | 0
2014-07-04 03:00 | 2009-07-04 | 2836:00 | 0 | 0 | 0 | 0 | 0 | 0 | 0
2014-07-04 04:00 | 2009-07-04 | 2837:00 | 0.05 | 0.03 | 0 | 0.03 | 0.01 | 0.024 | 0.0058824
2014-07-04 05:00 | 2009-07-04 | 2838:00 | 0.18 | 0.16 | 0.01 | 0.21 | 0.09 | 0.13 | 0.031863
2014-07-04 06:00 | 2009-07-04 | 2839:00 | 0.56 | 0.44 | 0.09 | 0.41 | 0.28 | 0.356 | 0.087255
2014-07-04 07:00 | 2009-07-04 | 2840:00 | 1.3 | 0.52 | 0.6 | 0.47 | 0.55 | 0.688 | 0.16863
2014-07-04 08:00 | 2009-07-04 | 2841:00 | 2.05 | 0.69 | 1.52 | 0.86 | 1.97 | 1.418 | 0.34755
2014-07-04 09:00 | 2009-07-04 | 2842:00 | 2.65 | 0.92 | 2.37 | 1.6 | 2.96 | 2.1 | 0.51471
2014-07-04 10:00 | 2009-07-04 | 2843:00 | 3.13 | 0.73 | 3.04 | 1.76 | 2.05 | 2.142 | 0.525
2014-07-04 11:00 | 2009-07-04 | 2844:00 | 3.41 | 0.83 | 3.34 | 1.59 | 2.39 | 2.312 | 0.56667
2014-07-04 12:00 | 2009-07-04 | 2845:00 | 3.52 | 0.89 | 2.61 | 1.3 | 2.44 | 2.152 | 0.52745
2014-07-04 13:00 | 2009-07-04 | 2846:00 | 3.34 | 0.96 | 2.31 | 1.35 | 1.8 | 1.952 | 0.47843
2014-07-04 14:00 | 2009-07-04 | 2847:00 | 2.46 | 0.88 | 3.49 | 1.55 | 0.81 | 1.838 | 0.45049
2014-07-04 15:00 | 2009-07-04 | 2848:00 | 1.94 | 1.09 | 2.94 | 1.5 | 1.02 | 1.698 | 0.41618
2014-07-04 16:00 | 2009-07-04 | 2849:00 | 1.52 | 1.02 | 2.75 | 1.57 | 1.65 | 1.702 | 0.41716
2014-07-04 17:00 | 2009-07-04 | 2850:00 | 0.81 | 0.72 | 1.81 | 0.92 | 0.72 | 0.996 | 0.24412
2014-07-04 18:00 | 2009-07-04 | 2851:00 | 0.2 | 0.46 | 0.8 | 0.23 | 0.34 | 0.406 | 0.09951
2014-07-04 19:00 | 2009-07-04 | 2852:00 | 0.17 | 0.28 | 0.22 | 0.14 | 0.22 | 0.206 | 0.05049
2014-07-04 20:00 | 2009-07-04 | 2853:00 | 0.09 | 0.11 | 0.17 | 0.07 | 0.1 | 0.108 | 0.026471
2014-07-04 21:00 | 2009-07-04 | 2854:00 | 0.02 | 0.03 | 0.11 | 0.01 | 0.04 | 0.042 | 0.010294
2014-07-04 22:00 | 2009-07-04 | 2855:00 | 0 | 0 | 0.04 | 0 | 0 | 0.008 | 0.0019608
2014-07-04 23:00 | 2009-07-04 | 2856:00 | 0 | 0 | 0.01 | 0 | 0 | 0.002 | 0.0004902
2014-07-05 | 2009-07-05 | 2857:00 | 0 | 0 | 0 | 0 | 0 | 0 | 0
2014-07-05 01:00 | 2009-07-05 | 2858:00 | 0 | 0 | 0 | 0 | 0 | 0 | 0
2014-07-05 02:00 | 2009-07-05 | 2859:00 | 0 | 0 | 0 | 0 | 0 | 0 | 0
2014-07-05 03:00 | 2009-07-05 | 2860:00 | 0 | 0 | 0 | 0 | 0 | 0 | 0
2014-07-05 04:00 | 2009-07-05 | 2861:00 | 0.04 | 0.03 | 0 | 0.02 | 0.02 | 0.022 | 0.0053922
2014-07-05 05:00 | 2009-07-05 | 2862:00 | 0.23 | 0.13 | 0.01 | 0.23 | 0.1 | 0.14 | 0.034314
2014-07-05 06:00 | 2009-07-05 | 2863:00 | 0.55 | 0.63 | 0.14 | 0.65 | 0.58 | 0.51 | 0.125
2014-07-05 07:00 | 2009-07-05 | 2864:00 | 1.33 | 0.57 | 0.68 | 1.39 | 1.47 | 1.088 | 0.26667
2014-07-05 08:00 | 2009-07-05 | 2865:00 | 1.99 | 0.47 | 0.63 | 2.19 | 2.31 | 1.518 | 0.37206
2014-07-05 09:00 | 2009-07-05 | 2866:00 | 2.48 | 0.87 | 1.5 | 3.14 | 2.6 | 2.118 | 0.51912
2014-07-05 10:00 | 2009-07-05 | 2867:00 | 3.05 | 0.75 | 1.7 | 2.67 | 3.1 | 2.254 | 0.55245
2014-07-05 11:00 | 2009-07-05 | 2868:00 | 3.45 | 0.86 | 1.77 | 2.83 | 3.5 | 2.482 | 0.60833
2014-07-05 12:00 | 2009-07-05 | 2869:00 | 3.52 | 1.43 | 1.51 | 2.33 | 3.47 | 2.452 | 0.60098
2014-07-05 13:00 | 2009-07-05 | 2870:00 | 3.37 | 2.03 | 1.61 | 3.09 | 3.47 | 2.714 | 0.6652
2014-07-05 14:00 | 2009-07-05 | 2871:00 | 3.04 | 0.85 | 2.06 | 2.36 | 3.09 | 2.28 | 0.55882
2014-07-05 15:00 | 2009-07-05 | 2872:00 | 2.47 | 2.15 | 2.37 | 2.14 | 2.41 | 2.308 | 0.56569
2014-07-05 16:00 | 2009-07-05 | 2873:00 | 1.74 | 1.02 | 1.83 | 1.73 | 0.99 | 1.462 | 0.35833
2014-07-05 17:00 | 2009-07-05 | 2874:00 | 0.78 | 0.79 | 1.98 | 0.81 | 0.73 | 1.018 | 0.24951
2014-07-05 18:00 | 2009-07-05 | 2875:00 | 0.25 | 0.46 | 0.88 | 0.36 | 0.48 | 0.486 | 0.11912
2014-07-05 19:00 | 2009-07-05 | 2876:00 | 0.26 | 0.3 | 0.23 | 0.26 | 0.3 | 0.27 | 0.066176
2014-07-05 20:00 | 2009-07-05 | 2877:00 | 0.14 | 0.14 | 0.19 | 0.15 | 0.13 | 0.15 | 0.036765
2014-07-05 21:00 | 2009-07-05 | 2878:00 | 0.04 | 0.03 | 0.13 | 0.04 | 0.04 | 0.056 | 0.013725
2014-07-05 22:00 | 2009-07-05 | 2879:00 | 0 | 0 | 0.03 | 0 | 0 | 0.006 | 0.0014706
2014-07-05 23:00 | 2009-07-05 | 2880:00 | 0 | 0 | 0 | 0 | 0 | 0 | 0
2014-07-06 | 2009-07-06 | 2881:00 | 0 | 0 | 0 | 0 | 0 | 0 | 0
2014-07-06 01:00 | 2009-07-06 | 2882:00 | 0 | 0 | 0 | 0 | 0 | 0 | 0
2014-07-06 02:00 | 2009-07-06 | 2883:00 | 0 | 0 | 0 | 0 | 0 | 0 | 0
2014-07-06 03:00 | 2009-07-06 | 2884:00 | 0 | 0 | 0 | 0 | 0 | 0 | 0
2014-07-06 04:00 | 2009-07-06 | 2885:00 | 0.03 | 0.04 | 0 | 0.02 | 0.02 | 0.022 | 0.0053922
2014-07-06 05:00 | 2009-07-06 | 2886:00 | 0.15 | 0.18 | 0.01 | 0.16 | 0.1 | 0.12 | 0.029412
2014-07-06 06:00 | 2009-07-06 | 2887:00 | 0.56 | 0.47 | 0.08 | 0.52 | 0.65 | 0.456 | 0.11176
2014-07-06 07:00 | 2009-07-06 | 2888:00 | 1.35 | 0.56 | 0.35 | 1.36 | 1.38 | 1 | 0.2451
2014-07-06 08:00 | 2009-07-06 | 2889:00 | 2.13 | 1.21 | 0.53 | 2.12 | 1.9 | 1.578 | 0.38676
2014-07-06 09:00 | 2009-07-06 | 2890:00 | 2.73 | 2 | 0.98 | 2.84 | 2.66 | 2.242 | 0.54951
2014-07-06 10:00 | 2009-07-06 | 2891:00 | 3.22 | 3.01 | 1.39 | 3.04 | 2.5 | 2.632 | 0.6451
2014-07-06 11:00 | 2009-07-06 | 2892:00 | 3.12 | 2.35 | 2.22 | 2.85 | 1.49 | 2.406 | 0.58971
2014-07-06 12:00 | 2009-07-06 | 2893:00 | 3.38 | 1.65 | 2.68 | 2.45 | 2.19 | 2.47 | 0.60539
2014-07-06 13:00 | 2009-07-06 | 2894:00 | 3.41 | 1.08 | 3.29 | 1.78 | 2.67 | 2.446 | 0.59951
2014-07-06 14:00 | 2009-07-06 | 2895:00 | 2.82 | 0.89 | 1.26 | 1.52 | 2.68 | 1.834 | 0.44951
2014-07-06 15:00 | 2009-07-06 | 2896:00 | 2.06 | 0.86 | 2.86 | 1.7 | 2.28 | 1.952 | 0.47843
2014-07-06 16:00 | 2009-07-06 | 2897:00 | 1.45 | 0.6 | 2.01 | 1.47 | 1.69 | 1.444 | 0.35392
2014-07-06 17:00 | 2009-07-06 | 2898:00 | 0.82 | 0.31 | 0.97 | 0.79 | 0.8 | 0.738 | 0.18088
2014-07-06 18:00 | 2009-07-06 | 2899:00 | 0.49 | 0.18 | 0.61 | 0.51 | 0.39 | 0.436 | 0.10686
2014-07-06 19:00 | 2009-07-06 | 2900:00 | 0.36 | 0.15 | 0.29 | 0.29 | 0.22 | 0.262 | 0.064216
2014-07-06 20:00 | 2009-07-06 | 2901:00 | 0.18 | 0.11 | 0.03 | 0.13 | 0.1 | 0.11 | 0.026961
2014-07-06 21:00 | 2009-07-06 | 2902:00 | 0.03 | 0.02 | 0.01 | 0.02 | 0.03 | 0.022 | 0.0053922
2014-07-06 22:00 | 2009-07-06 | 2903:00 | 0 | 0 | 0.03 | 0 | 0 | 0.006 | 0.0014706
2014-07-06 23:00 | 2009-07-06 | 2904:00 | 0 | 0 | 0 | 0 | 0 | 0 | 0
2014-07-07 | 2009-07-07 | 2905:00 | 0 | 0 | 0 | 0 | 0 | 0 | 0
2014-07-07 01:00 | 2009-07-07 | 2906:00 | 0 | 0 | 0 | 0 | 0 | 0 | 0
2014-07-07 02:00 | 2009-07-07 | 2907:00 | 0 | 0 | 0 | 0 | 0 | 0 | 0
2014-07-07 03:00 | 2009-07-07 | 2908:00 | 0 | 0 | 0 | 0 | 0 | 0 | 0
2014-07-07 04:00 | 2009-07-07 | 2909:00 | 0.03 | 0 | 0 | 0.03 | 0.02 | 0.016 | 0.0039216
2014-07-07 05:00 | 2009-07-07 | 2910:00 | 0.12 | 0.02 | 0.03 | 0.08 | 0.1 | 0.07 | 0.017157
2014-07-07 06:00 | 2009-07-07 | 2911:00 | 0.56 | 0.09 | 0.13 | 0.24 | 0.67 | 0.338 | 0.082843
2014-07-07 07:00 | 2009-07-07 | 2912:00 | 1.4 | 0.21 | 0.53 | 0.67 | 1.35 | 0.832 | 0.20392
2014-07-07 08:00 | 2009-07-07 | 2913:00 | 2.2 | 0.43 | 1.55 | 1.01 | 2.35 | 1.508 | 0.36961
2014-07-07 09:00 | 2009-07-07 | 2914:00 | 2.85 | 1.06 | 2.27 | 0.8 | 3.08 | 2.012 | 0.49314
2014-07-07 10:00 | 2009-07-07 | 2915:00 | 3.27 | 2.24 | 2.4 | 0.6 | 1.18 | 1.938 | 0.475
2014-07-07 11:00 | 2009-07-07 | 2916:00 | 3.45 | 2.55 | 2.55 | 0.74 | 2.94 | 2.446 | 0.59951
2014-07-07 12:00 | 2009-07-07 | 2917:00 | 2.43 | 2.19 | 3.09 | 0.87 | 3.46 | 2.408 | 0.5902
2014-07-07 13:00 | 2009-07-07 | 2918:00 | 3.18 | 2.59 | 1.18 | 0.95 | 3.1 | 2.2 | 0.53922
2014-07-07 14:00 | 2009-07-07 | 2919:00 | 2.46 | 1.82 | 2.78 | 1.81 | 1.39 | 2.052 | 0.50294
2014-07-07 15:00 | 2009-07-07 | 2920:00 | 2.22 | 1.45 | 3.25 | 2.42 | 1.53 | 2.174 | 0.53284
2014-07-07 16:00 | 2009-07-07 | 2921:00 | 1.85 | 1.81 | 2.57 | 1.5 | 0.92 | 1.73 | 0.42402
2014-07-07 17:00 | 2009-07-07 | 2922:00 | 0.88 | 0.61 | 1.78 | 0.84 | 0.65 | 0.952 | 0.23333
2014-07-07 18:00 | 2009-07-07 | 2923:00 | 0.31 | 0.19 | 0.77 | 0.19 | 0.49 | 0.39 | 0.095588
2014-07-07 19:00 | 2009-07-07 | 2924:00 | 0.16 | 0.11 | 0.17 | 0.11 | 0.31 | 0.172 | 0.042157
2014-07-07 20:00 | 2009-07-07 | 2925:00 | 0.09 | 0.06 | 0.11 | 0.07 | 0.09 | 0.084 | 0.020588
2014-07-07 21:00 | 2009-07-07 | 2926:00 | 0.02 | 0.03 | 0.07 | 0.02 | 0.02 | 0.032 | 0.0078431
2014-07-07 22:00 | 2009-07-07 | 2927:00 | 0 | 0 | 0.02 | 0 | 0 | 0.004 | 0.00098039
2014-07-07 23:00 | 2009-07-07 | 2928:00 | 0 | 0 | 0 | 0 | 0 | 0 | 0
2014-07-08 | 2009-07-08 | 2929:00 | 0 | 0 | 0 | 0 | 0 | 0 | 0
2014-07-08 01:00 | 2009-07-08 | 2930:00 | 0 | 0 | 0 | 0 | 0 | 0 | 0
2014-07-08 02:00 | 2009-07-08 | 2931:00 | 0 | 0 | 0 | 0 | 0 | 0 | 0
2014-07-08 03:00 | 2009-07-08 | 2932:00 | 0 | 0 | 0 | 0 | 0 | 0 | 0
2014-07-08 04:00 | 2009-07-08 | 2933:00 | 0.02 | 0.02 | 0 | 0.02 | 0 | 0.012 | 0.0029412
2014-07-08 05:00 | 2009-07-08 | 2934:00 | 0.09 | 0.18 | 0.02 | 0.09 | 0.04 | 0.084 | 0.020588
2014-07-08 06:00 | 2009-07-08 | 2935:00 | 0.37 | 0.56 | 0.1 | 0.58 | 0.18 | 0.358 | 0.087745
2014-07-08 07:00 | 2009-07-08 | 2936:00 | 0.77 | 0.87 | 0.5 | 1.42 | 0.46 | 0.804 | 0.19706
2014-07-08 08:00 | 2009-07-08 | 2937:00 | 1.01 | 2.05 | 0.4 | 2.14 | 1.2 | 1.36 | 0.33333
2014-07-08 09:00 | 2009-07-08 | 2938:00 | 0.98 | 2.78 | 1.83 | 2.91 | 2.19 | 2.138 | 0.52402
2014-07-08 10:00 | 2009-07-08 | 2939:00 | 1.03 | 3.03 | 2.89 | 2.46 | 3.13 | 2.508 | 0.61471
2014-07-08 11:00 | 2009-07-08 | 2940:00 | 2.53 | 2.9 | 3.22 | 2.48 | 3.61 | 2.948 | 0.72255
2014-07-08 12:00 | 2009-07-08 | 2941:00 | 2.71 | 2.44 | 3.49 | 2.48 | 3.49 | 2.922 | 0.71618
2014-07-08 13:00 | 2009-07-08 | 2942:00 | 1.32 | 2.71 | 3.54 | 0.74 | 3.29 | 2.32 | 0.56863
2014-07-08 14:00 | 2009-07-08 | 2943:00 | 1.17 | 1.87 | 2.72 | 2.89 | 3.16 | 2.362 | 0.57892
2014-07-08 15:00 | 2009-07-08 | 2944:00 | 1.36 | 1.67 | 1.35 | 2.65 | 1.97 | 1.8 | 0.44118
2014-07-08 16:00 | 2009-07-08 | 2945:00 | 1.11 | 0.87 | 0.41 | 1.7 | 1.64 | 1.146 | 0.28088
2014-07-08 17:00 | 2009-07-08 | 2946:00 | 0.46 | 0.93 | 0.66 | 0.94 | 0.6 | 0.718 | 0.17598
2014-07-08 18:00 | 2009-07-08 | 2947:00 | 0.43 | 0.24 | 0.08 | 0.19 | 0.43 | 0.274 | 0.067157
2014-07-08 19:00 | 2009-07-08 | 2948:00 | 0.26 | 0.08 | 0.41 | 0.29 | 0.3 | 0.268 | 0.065686
2014-07-08 20:00 | 2009-07-08 | 2949:00 | 0.11 | 0.03 | 0.34 | 0.12 | 0.14 | 0.148 | 0.036275
2014-07-08 21:00 | 2009-07-08 | 2950:00 | 0.03 | 0.01 | 0.2 | 0.04 | 0.01 | 0.058 | 0.014216
2014-07-08 22:00 | 2009-07-08 | 2951:00 | 0 | 0 | 0.04 | 0 | 0 | 0.008 | 0.0019608
2014-07-08 23:00 | 2009-07-08 | 2952:00 | 0 | 0 | 0 | 0 | 0 | 0 | 0
2014-07-09 | 2009-07-09 | 2953:00 | 0 | 0 | 0 | 0 | 0 | 0 | 0
2014-07-09 01:00 | 2009-07-09 | 2954:00 | 0 | 0 | 0 | 0 | 0 | 0 | 0
2014-07-09 02:00 | 2009-07-09 | 2955:00 | 0 | 0 | 0 | 0 | 0 | 0 | 0
2014-07-09 03:00 | 2009-07-09 | 2956:00 | 0 | 0 | 0 | 0 | 0 | 0 | 0
2014-07-09 04:00 | 2009-07-09 | 2957:00 | 0 | 0.02 | 0 | 0.03 | 0.01 | 0.012 | 0.0029412
2014-07-09 05:00 | 2009-07-09 | 2958:00 | 0.09 | 0.09 | 0.01 | 0.14 | 0.1 | 0.086 | 0.021078
2014-07-09 06:00 | 2009-07-09 | 2959:00 | 0.4 | 0.56 | 0.07 | 0.55 | 0.19 | 0.354 | 0.086765
2014-07-09 07:00 | 2009-07-09 | 2960:00 | 1 | 1.45 | 0.22 | 1.33 | 0.36 | 0.872 | 0.21373
2014-07-09 08:00 | 2009-07-09 | 2961:00 | 1.68 | 2.3 | 0.32 | 2.23 | 1.03 | 1.512 | 0.37059
2014-07-09 09:00 | 2009-07-09 | 2962:00 | 2.26 | 2.92 | 0.28 | 2.07 | 0.99 | 1.704 | 0.41765
2014-07-09 10:00 | 2009-07-09 | 2963:00 | 2.8 | 2.99 | 0.3 | 1.6 | 0.58 | 1.654 | 0.40539
2014-07-09 11:00 | 2009-07-09 | 2964:00 | 2.58 | 3.6 | 0.25 | 2.09 | 0.7 | 1.844 | 0.45196
2014-07-09 12:00 | 2009-07-09 | 2965:00 | 3.06 | 2.85 | 0.33 | 1.73 | 1.68 | 1.93 | 0.47304
2014-07-09 13:00 | 2009-07-09 | 2966:00 | 1.25 | 3.41 | 0.52 | 1.28 | 1.42 | 1.576 | 0.38627
2014-07-09 14:00 | 2009-07-09 | 2967:00 | 1.44 | 3.05 | 0.84 | 1.57 | 1.13 | 1.606 | 0.39363
2014-07-09 15:00 | 2009-07-09 | 2968:00 | 1.59 | 2.52 | 1.76 | 1.72 | 0.74 | 1.666 | 0.40833
2014-07-09 16:00 | 2009-07-09 | 2969:00 | 0.66 | 1.76 | 2.19 | 0.31 | 0.86 | 1.156 | 0.28333
2014-07-09 17:00 | 2009-07-09 | 2970:00 | 0.48 | 0.75 | 1.81 | 0.16 | 0.55 | 0.75 | 0.18382
2014-07-09 18:00 | 2009-07-09 | 2971:00 | 0.39 | 0.17 | 0.92 | 0.18 | 0.32 | 0.396 | 0.097059
2014-07-09 19:00 | 2009-07-09 | 2972:00 | 0.21 | 0.12 | 0.44 | 0.12 | 0.19 | 0.216 | 0.052941
2014-07-09 20:00 | 2009-07-09 | 2973:00 | 0.05 | 0.07 | 0.33 | 0.04 | 0.12 | 0.122 | 0.029902
2014-07-09 21:00 | 2009-07-09 | 2974:00 | 0 | 0.02 | 0.14 | 0 | 0.03 | 0.038 | 0.0093137
2014-07-09 22:00 | 2009-07-09 | 2975:00 | 0 | 0 | 0 | 0 | 0 | 0 | 0
2014-07-09 23:00 | 2009-07-09 | 2976:00 | 0 | 0 | 0 | 0 | 0 | 0 | 0
2014-07-10 | 2009-07-10 | 2977:00 | 0 | 0 | 0 | 0 | 0 | 0 | 0
2014-07-10 01:00 | 2009-07-10 | 2978:00 | 0 | 0 | 0 | 0 | 0 | 0 | 0
2014-07-10 02:00 | 2009-07-10 | 2979:00 | 0 | 0 | 0 | 0 | 0 | 0 | 0
2014-07-10 03:00 | 2009-07-10 | 2980:00 | 0 | 0 | 0 | 0 | 0 | 0 | 0
2014-07-10 04:00 | 2009-07-10 | 2981:00 | 0 | 0.01 | 0 | 0 | 0.02 | 0.006 | 0.0014706
2014-07-10 05:00 | 2009-07-10 | 2982:00 | 0.04 | 0.02 | 0.01 | 0.04 | 0.1 | 0.042 | 0.010294
2014-07-10 06:00 | 2009-07-10 | 2983:00 | 0.07 | 0.08 | 0.1 | 0.22 | 0.57 | 0.208 | 0.05098
2014-07-10 07:00 | 2009-07-10 | 2984:00 | 0.07 | 0.14 | 0.32 | 1.31 | 1.45 | 0.658 | 0.16127
2014-07-10 08:00 | 2009-07-10 | 2985:00 | 0.22 | 0.09 | 0.41 | 1.95 | 2.22 | 0.978 | 0.23971
2014-07-10 09:00 | 2009-07-10 | 2986:00 | 0.99 | 0.39 | 1.36 | 0.72 | 2.95 | 1.282 | 0.31422
2014-07-10 10:00 | 2009-07-10 | 2987:00 | 3.08 | 0.8 | 1.38 | 0.77 | 3.19 | 1.844 | 0.45196
2014-07-10 11:00 | 2009-07-10 | 2988:00 | 2.1 | 2.97 | 0.75 | 1 | 3.63 | 2.09 | 0.51225
2014-07-10 12:00 | 2009-07-10 | 2989:00 | 2.76 | 2.95 | 1.64 | 3.21 | 3.65 | 2.842 | 0.69657
2014-07-10 13:00 | 2009-07-10 | 2990:00 | 1.78 | 1.87 | 1.42 | 2.06 | 3.59 | 2.144 | 0.52549
2014-07-10 14:00 | 2009-07-10 | 2991:00 | 1.98 | 2.19 | 2.49 | 2.06 | 2.94 | 2.332 | 0.57157
2014-07-10 15:00 | 2009-07-10 | 2992:00 | 2.29 | 1.07 | 2.77 | 1.64 | 2.46 | 2.046 | 0.50147
2014-07-10 16:00 | 2009-07-10 | 2993:00 | 1.32 | 0.63 | 1.51 | 1.89 | 1.65 | 1.4 | 0.34314
2014-07-10 17:00 | 2009-07-10 | 2994:00 | 0.75 | 0.63 | 0.84 | 0.89 | 0.77 | 0.776 | 0.1902
2014-07-10 18:00 | 2009-07-10 | 2995:00 | 0.21 | 0.3 | 0.68 | 0.33 | 0.2 | 0.344 | 0.084314
2014-07-10 19:00 | 2009-07-10 | 2996:00 | 0.16 | 0.22 | 0.4 | 0.23 | 0.15 | 0.232 | 0.056863
2014-07-10 20:00 | 2009-07-10 | 2997:00 | 0.07 | 0.1 | 0.15 | 0.12 | 0.08 | 0.104 | 0.02549
2014-07-10 21:00 | 2009-07-10 | 2998:00 | 0.01 | 0.02 | 0.04 | 0.04 | 0.02 | 0.026 | 0.0063725
2014-07-10 22:00 | 2009-07-10 | 2999:00 | 0 | 0 | 0.01 | 0 | 0 | 0.002 | 0.0004902
2014-07-10 23:00 | 2009-07-10 | 3000:00 | 0 | 0 | 0 | 0 | 0 | 0 | 0
2014-07-11 | 2009-07-11 | 3001:00 | 0 | 0 | 0 | 0 | 0 | 0 | 0
2014-07-11 01:00 | 2009-07-11 | 3002:00 | 0 | 0 | 0 | 0 | 0 | 0 | 0
2014-07-11 02:00 | 2009-07-11 | 3003:00 | 0 | 0 | 0 | 0 | 0 | 0 | 0
2014-07-11 03:00 | 2009-07-11 | 3004:00 | 0 | 0 | 0 | 0 | 0 | 0 | 0
2014-07-11 04:00 | 2009-07-11 | 3005:00 | 0 | 0.03 | 0 | 0.01 | 0 | 0.008 | 0.0019608
2014-07-11 05:00 | 2009-07-11 | 3006:00 | 0.03 | 0.02 | 0.02 | 0.08 | 0.01 | 0.032 | 0.0078431
2014-07-11 06:00 | 2009-07-11 | 3007:00 | 0.15 | 0.07 | 0.09 | 0.27 | 0.01 | 0.118 | 0.028922
2014-07-11 07:00 | 2009-07-11 | 3008:00 | 0.24 | 0.24 | 0.5 | 0.47 | 0.05 | 0.3 | 0.073529
2014-07-11 08:00 | 2009-07-11 | 3009:00 | 0.44 | 0.65 | 1.38 | 1.27 | 0.16 | 0.78 | 0.19118
2014-07-11 09:00 | 2009-07-11 | 3010:00 | 0.31 | 1.9 | 2.23 | 2.8 | 0.36 | 1.52 | 0.37255
2014-07-11 10:00 | 2009-07-11 | 3011:00 | 0.38 | 2.56 | 2.82 | 3.23 | 0.22 | 1.842 | 0.45147
2014-07-11 11:00 | 2009-07-11 | 3012:00 | 0.95 | 1.89 | 3.23 | 2.47 | 0.2 | 1.748 | 0.42843
2014-07-11 12:00 | 2009-07-11 | 3013:00 | 1.48 | 0.6 | 3.45 | 1.45 | 0.34 | 1.464 | 0.35882
2014-07-11 13:00 | 2009-07-11 | 3014:00 | 1.99 | 1.27 | 3.49 | 1.09 | 0.21 | 1.61 | 0.39461
2014-07-11 14:00 | 2009-07-11 | 3015:00 | 2.62 | 1.98 | 3.31 | 0.84 | 0.17 | 1.784 | 0.43725
2014-07-11 15:00 | 2009-07-11 | 3016:00 | 2.42 | 2.97 | 2.99 | 0.66 | 0.22 | 1.852 | 0.45392
2014-07-11 16:00 | 2009-07-11 | 3017:00 | 0.95 | 1.17 | 2.45 | 0.81 | 0.11 | 1.098 | 0.26912
2014-07-11 17:00 | 2009-07-11 | 3018:00 | 0.36 | 0.83 | 1.72 | 0.75 | 0.04 | 0.74 | 0.18137
2014-07-11 18:00 | 2009-07-11 | 3019:00 | 0.18 | 0.44 | 0.75 | 0.4 | 0.23 | 0.4 | 0.098039
2014-07-11 19:00 | 2009-07-11 | 3020:00 | 0.18 | 0.22 | 0.18 | 0.16 | 0.2 | 0.188 | 0.046078
2014-07-11 20:00 | 2009-07-11 | 3021:00 | 0.1 | 0.08 | 0.11 | 0.08 | 0.12 | 0.098 | 0.02402
2014-07-11 21:00 | 2009-07-11 | 3022:00 | 0.02 | 0.02 | 0.06 | 0.02 | 0.02 | 0.028 | 0.0068627
2014-07-11 22:00 | 2009-07-11 | 3023:00 | 0 | 0 | 0.02 | 0 | 0 | 0.004 | 0.00098039
2014-07-11 23:00 | 2009-07-11 | 3024:00 | 0 | 0 | 0 | 0 | 0 | 0 | 0
2014-07-12 | 2009-07-12 | 3025:00 | 0 | 0 | 0 | 0 | 0 | 0 | 0
2014-07-12 01:00 | 2009-07-12 | 3026:00 | 0 | 0 | 0 | 0 | 0 | 0 | 0
2014-07-12 02:00 | 2009-07-12 | 3027:00 | 0 | 0 | 0 | 0 | 0 | 0 | 0
2014-07-12 03:00 | 2009-07-12 | 3028:00 | 0 | 0 | 0 | 0 | 0 | 0 | 0
2014-07-12 04:00 | 2009-07-12 | 3029:00 | 0.02 | 0.01 | 0 | 0.02 | 0.04 | 0.018 | 0.0044118
2014-07-12 05:00 | 2009-07-12 | 3030:00 | 0.17 | 0.12 | 0.02 | 0.09 | 0.24 | 0.128 | 0.031373
2014-07-12 06:00 | 2009-07-12 | 3031:00 | 0.49 | 0.29 | 0.11 | 0.56 | 0.65 | 0.42 | 0.10294
2014-07-12 07:00 | 2009-07-12 | 3032:00 | 1.04 | 0.63 | 0.55 | 1.47 | 1.13 | 0.964 | 0.23627
2014-07-12 08:00 | 2009-07-12 | 3033:00 | 1.16 | 0.81 | 1.36 | 2.38 | 2.18 | 1.578 | 0.38676
2014-07-12 09:00 | 2009-07-12 | 3034:00 | 1.7 | 1.76 | 2.11 | 3.07 | 2.97 | 2.322 | 0.56912
2014-07-12 10:00 | 2009-07-12 | 3035:00 | 1.36 | 1.48 | 2.57 | 2.71 | 3.33 | 2.29 | 0.56127
2014-07-12 11:00 | 2009-07-12 | 3036:00 | 1.08 | 1.93 | 3.19 | 2.67 | 3.48 | 2.47 | 0.60539
2014-07-12 12:00 | 2009-07-12 | 3037:00 | 2.27 | 2.96 | 3.51 | 2.79 | 3.55 | 3.016 | 0.73922
2014-07-12 13:00 | 2009-07-12 | 3038:00 | 0.63 | 3.48 | 3.44 | 1.6 | 2.88 | 2.406 | 0.58971
2014-07-12 14:00 | 2009-07-12 | 3039:00 | 2.04 | 3.13 | 3.29 | 1.82 | 2.07 | 2.47 | 0.60539
2014-07-12 15:00 | 2009-07-12 | 3040:00 | 1.13 | 2.58 | 2.86 | 1.03 | 1.78 | 1.876 | 0.4598
2014-07-12 16:00 | 2009-07-12 | 3041:00 | 0.6 | 1.63 | 1.71 | 0.57 | 0.74 | 1.05 | 0.25735
2014-07-12 17:00 | 2009-07-12 | 3042:00 | 0.45 | 0.76 | 1.49 | 0.75 | 0.62 | 0.814 | 0.19951
2014-07-12 18:00 | 2009-07-12 | 3043:00 | 0.33 | 0.13 | 0.67 | 0.42 | 0.3 | 0.37 | 0.090686
2014-07-12 19:00 | 2009-07-12 | 3044:00 | 0.18 | 0.11 | 0.34 | 0.15 | 0.18 | 0.192 | 0.047059
2014-07-12 20:00 | 2009-07-12 | 3045:00 | 0.07 | 0.07 | 0.31 | 0.04 | 0.09 | 0.116 | 0.028431
2014-07-12 21:00 | 2009-07-12 | 3046:00 | 0.01 | 0.02 | 0.13 | 0 | 0.01 | 0.034 | 0.0083333
2014-07-12 22:00 | 2009-07-12 | 3047:00 | 0 | 0 | 0.02 | 0 | 0 | 0.004 | 0.00098039
2014-07-12 23:00 | 2009-07-12 | 3048:00 | 0 | 0 | 0 | 0 | 0 | 0 | 0
2014-07-13 | 2009-07-13 | 3049:00 | 0 | 0 | 0 | 0 | 0 | 0 | 0
2014-07-13 01:00 | 2009-07-13 | 3050:00 | 0 | 0 | 0 | 0 | 0 | 0 | 0
2014-07-13 02:00 | 2009-07-13 | 3051:00 | 0 | 0 | 0 | 0 | 0 | 0 | 0
2014-07-13 03:00 | 2009-07-13 | 3052:00 | 0 | 0 | 0 | 0 | 0 | 0 | 0
2014-07-13 04:00 | 2009-07-13 | 3053:00 | 0.02 | 0.01 | 0 | 0.01 | 0 | 0.008 | 0.0019608
2014-07-13 05:00 | 2009-07-13 | 3054:00 | 0.1 | 0.09 | 0.01 | 0.07 | 0.03 | 0.06 | 0.014706
2014-07-13 06:00 | 2009-07-13 | 3055:00 | 0.55 | 0.51 | 0.13 | 0.54 | 0.21 | 0.388 | 0.095098
2014-07-13 07:00 | 2009-07-13 | 3056:00 | 1.41 | 1.27 | 0.28 | 1.58 | 1.29 | 1.166 | 0.28578
2014-07-13 08:00 | 2009-07-13 | 3057:00 | 2.22 | 1.98 | 0.64 | 1.79 | 2.28 | 1.782 | 0.43676
2014-07-13 09:00 | 2009-07-13 | 3058:00 | 2.84 | 2.13 | 1.74 | 1.71 | 2.17 | 2.118 | 0.51912
2014-07-13 10:00 | 2009-07-13 | 3059:00 | 3.3 | 3.24 | 2.21 | 1.04 | 1.44 | 2.246 | 0.55049
2014-07-13 11:00 | 2009-07-13 | 3060:00 | 3.52 | 1.87 | 2.77 | 0.72 | 2.16 | 2.208 | 0.54118
2014-07-13 12:00 | 2009-07-13 | 3061:00 | 3.57 | 0.84 | 2.41 | 1.19 | 3.2 | 2.242 | 0.54951
2014-07-13 13:00 | 2009-07-13 | 3062:00 | 3.47 | 0.6 | 3.25 | 2.01 | 3.51 | 2.568 | 0.62941
2014-07-13 14:00 | 2009-07-13 | 3063:00 | 2.61 | 0.81 | 3.37 | 1.66 | 3.16 | 2.322 | 0.56912
2014-07-13 15:00 | 2009-07-13 | 3064:00 | 2.57 | 0.61 | 0.79 | 0.77 | 2.56 | 1.46 | 0.35784
2014-07-13 16:00 | 2009-07-13 | 3065:00 | 1.82 | 0.59 | 0.97 | 0.57 | 1.76 | 1.142 | 0.2799
2014-07-13 17:00 | 2009-07-13 | 3066:00 | 0.78 | 0.17 | 0.54 | 0.57 | 0.77 | 0.566 | 0.13873
2014-07-13 18:00 | 2009-07-13 | 3067:00 | 0.28 | 0.29 | 0.62 | 0.38 | 0.16 | 0.346 | 0.084804
2014-07-13 19:00 | 2009-07-13 | 3068:00 | 0.18 | 0.25 | 0.25 | 0.25 | 0.1 | 0.206 | 0.05049
2014-07-13 20:00 | 2009-07-13 | 3069:00 | 0.11 | 0.15 | 0.23 | 0.09 | 0.06 | 0.128 | 0.031373
2014-07-13 21:00 | 2009-07-13 | 3070:00 | 0.03 | 0.02 | 0.09 | 0.02 | 0.02 | 0.036 | 0.0088235
2014-07-13 22:00 | 2009-07-13 | 3071:00 | 0 | 0 | 0.01 | 0 | 0 | 0.002 | 0.0004902
2014-07-13 23:00 | 2009-07-13 | 3072:00 | 0 | 0 | 0 | 0 | 0 | 0 | 0
2014-07-14 | 2009-07-14 | 3073:00 | 0 | 0 | 0 | 0 | 0 | 0 | 0
2014-07-14 01:00 | 2009-07-14 | 3074:00 | 0 | 0 | 0 | 0 | 0 | 0 | 0
2014-07-14 02:00 | 2009-07-14 | 3075:00 | 0 | 0 | 0 | 0 | 0 | 0 | 0
2014-07-14 03:00 | 2009-07-14 | 3076:00 | 0 | 0 | 0 | 0 | 0 | 0 | 0
2014-07-14 04:00 | 2009-07-14 | 3077:00 | 0.02 | 0.02 | 0 | 0.01 | 0.02 | 0.014 | 0.0034314
2014-07-14 05:00 | 2009-07-14 | 3078:00 | 0.1 | 0.11 | 0.02 | 0.07 | 0.11 | 0.082 | 0.020098
2014-07-14 06:00 | 2009-07-14 | 3079:00 | 0.41 | 0.31 | 0.17 | 0.36 | 0.54 | 0.358 | 0.087745
2014-07-14 07:00 | 2009-07-14 | 3080:00 | 1.34 | 0.34 | 0.22 | 0.57 | 1.37 | 0.768 | 0.18824
2014-07-14 08:00 | 2009-07-14 | 3081:00 | 2.06 | 0.39 | 0.75 | 0.71 | 2.21 | 1.224 | 0.3
2014-07-14 09:00 | 2009-07-14 | 3082:00 | 2.35 | 0.56 | 0.51 | 0.68 | 2.77 | 1.374 | 0.33676
2014-07-14 10:00 | 2009-07-14 | 3083:00 | 2.7 | 0.78 | 1.17 | 1.01 | 3.11 | 1.754 | 0.4299
2014-07-14 11:00 | 2009-07-14 | 3084:00 | 3.32 | 1.18 | 0.2 | 2.8 | 3.38 | 2.176 | 0.53333
2014-07-14 12:00 | 2009-07-14 | 3085:00 | 3.34 | 1.11 | 0.55 | 2.7 | 3.43 | 2.226 | 0.54559
2014-07-14 13:00 | 2009-07-14 | 3086:00 | 3.14 | 1.87 | 0.44 | 2.59 | 3.27 | 2.262 | 0.55441
2014-07-14 14:00 | 2009-07-14 | 3087:00 | 2.85 | 1.01 | 0.42 | 3.06 | 2.84 | 2.036 | 0.49902
2014-07-14 15:00 | 2009-07-14 | 3088:00 | 1.67 | 0.49 | 0.68 | 2.52 | 2.33 | 1.538 | 0.37696
2014-07-14 16:00 | 2009-07-14 | 3089:00 | 1.37 | 0.35 | 0.67 | 1.76 | 1.42 | 1.114 | 0.27304
2014-07-14 17:00 | 2009-07-14 | 3090:00 | 0.78 | 0.38 | 0.76 | 0.78 | 0.77 | 0.694 | 0.1701
2014-07-14 18:00 | 2009-07-14 | 3091:00 | 0.42 | 0.14 | 0.78 | 0.24 | 0.31 | 0.378 | 0.092647
2014-07-14 19:00 | 2009-07-14 | 3092:00 | 0.27 | 0 | 0.46 | 0.15 | 0.17 | 0.21 | 0.051471
2014-07-14 20:00 | 2009-07-14 | 3093:00 | 0.1 | 0 | 0.14 | 0.07 | 0.04 | 0.07 | 0.017157
2014-07-14 21:00 | 2009-07-14 | 3094:00 | 0.01 | 0 | 0.06 | 0.02 | 0 | 0.018 | 0.0044118
2014-07-14 22:00 | 2009-07-14 | 3095:00 | 0 | 0 | 0.01 | 0 | 0 | 0.002 | 0.0004902
2014-07-14 23:00 | 2009-07-14 | 3096:00 | 0 | 0 | 0 | 0 | 0 | 0 | 0
2014-07-15 | 2009-07-15 | 3097:00 | 0 | 0 | 0 | 0 | 0 | 0 | 0
2014-07-15 01:00 | 2009-07-15 | 3098:00 | 0 | 0 | 0 | 0 | 0 | 0 | 0
2014-07-15 02:00 | 2009-07-15 | 3099:00 | 0 | 0 | 0 | 0 | 0 | 0 | 0
2014-07-15 03:00 | 2009-07-15 | 3100:00 | 0 | 0 | 0 | 0 | 0 | 0 | 0
2014-07-15 04:00 | 2009-07-15 | 3101:00 | 0 | 0 | 0 | 0 | 0.01 | 0.002 | 0.0004902
2014-07-15 05:00 | 2009-07-15 | 3102:00 | 0.01 | 0.03 | 0 | 0.08 | 0.07 | 0.038 | 0.0093137
2014-07-15 06:00 | 2009-07-15 | 3103:00 | 0.24 | 0.1 | 0.02 | 0.38 | 0.27 | 0.202 | 0.04951
2014-07-15 07:00 | 2009-07-15 | 3104:00 | 0.49 | 0.18 | 0.05 | 0.52 | 0.95 | 0.438 | 0.10735
2014-07-15 08:00 | 2009-07-15 | 3105:00 | 0.75 | 0.24 | 0.23 | 1.09 | 1.86 | 0.834 | 0.20441
2014-07-15 09:00 | 2009-07-15 | 3106:00 | 1.04 | 0.8 | 0.14 | 1.2 | 2.75 | 1.186 | 0.29069
2014-07-15 10:00 | 2009-07-15 | 3107:00 | 0.81 | 1.43 | 0.43 | 1.77 | 2.92 | 1.472 | 0.36078
2014-07-15 11:00 | 2009-07-15 | 3108:00 | 0.86 | 0.98 | 0.65 | 1.83 | 3.35 | 1.534 | 0.37598
2014-07-15 12:00 | 2009-07-15 | 3109:00 | 0.05 | 0.85 | 1.12 | 1.66 | 3.38 | 1.412 | 0.34608
2014-07-15 13:00 | 2009-07-15 | 3110:00 | 0.1 | 1.76 | 2.29 | 1.18 | 3.23 | 1.712 | 0.41961
2014-07-15 14:00 | 2009-07-15 | 3111:00 | 0.19 | 3.02 | 1.91 | 1.34 | 2.78 | 1.848 | 0.45294
2014-07-15 15:00 | 2009-07-15 | 3112:00 | 0.19 | 2.58 | 2.21 | 1.21 | 1.99 | 1.636 | 0.40098
2014-07-15 16:00 | 2009-07-15 | 3113:00 | 0.22 | 1.62 | 2.3 | 0.49 | 0.89 | 1.104 | 0.27059
2014-07-15 17:00 | 2009-07-15 | 3114:00 | 0.64 | 0.78 | 1.66 | 0.52 | 0.47 | 0.814 | 0.19951
2014-07-15 18:00 | 2009-07-15 | 3115:00 | 0.35 | 0.24 | 0.68 | 0.38 | 0.26 | 0.382 | 0.093627
2014-07-15 19:00 | 2009-07-15 | 3116:00 | 0.26 | 0.1 | 0.36 | 0.18 | 0.16 | 0.212 | 0.051961
2014-07-15 20:00 | 2009-07-15 | 3117:00 | 0.06 | 0.07 | 0.31 | 0.09 | 0.06 | 0.118 | 0.028922
2014-07-15 21:00 | 2009-07-15 | 3118:00 | 0.01 | 0.02 | 0.06 | 0.04 | 0.03 | 0.032 | 0.0078431
2014-07-15 22:00 | 2009-07-15 | 3119:00 | 0 | 0 | 0.01 | 0 | 0 | 0.002 | 0.0004902
2014-07-15 23:00 | 2009-07-15 | 3120:00 | 0 | 0 | 0 | 0 | 0 | 0 | 0
2014-07-16 | 2009-07-16 | 3121:00 | 0 | 0 | 0 | 0 | 0 | 0 | 0
2014-07-16 01:00 | 2009-07-16 | 3122:00 | 0 | 0 | 0 | 0 | 0 | 0 | 0
2014-07-16 02:00 | 2009-07-16 | 3123:00 | 0 | 0 | 0 | 0 | 0 | 0 | 0
2014-07-16 03:00 | 2009-07-16 | 3124:00 | 0 | 0 | 0 | 0 | 0 | 0 | 0
2014-07-16 04:00 | 2009-07-16 | 3125:00 | 0.04 | 0.01 | 0 | 0 | 0.01 | 0.012 | 0.0029412
2014-07-16 05:00 | 2009-07-16 | 3126:00 | 0.17 | 0.02 | 0.01 | 0.08 | 0.13 | 0.082 | 0.020098
2014-07-16 06:00 | 2009-07-16 | 3127:00 | 0.48 | 0.06 | 0.05 | 0.08 | 0.42 | 0.218 | 0.053431
2014-07-16 07:00 | 2009-07-16 | 3128:00 | 1.13 | 0.37 | 0.21 | 0.43 | 0.84 | 0.596 | 0.14608
2014-07-16 08:00 | 2009-07-16 | 3129:00 | 1.95 | 0.35 | 0.93 | 0.5 | 2.14 | 1.174 | 0.28775
2014-07-16 09:00 | 2009-07-16 | 3130:00 | 2.14 | 0.45 | 1.42 | 0.35 | 2.65 | 1.402 | 0.34363
2014-07-16 10:00 | 2009-07-16 | 3131:00 | 3.3 | 0.52 | 1.32 | 0.45 | 3.11 | 1.74 | 0.42647
2014-07-16 11:00 | 2009-07-16 | 3132:00 | 3.57 | 0.5 | 2.17 | 0.37 | 2.46 | 1.814 | 0.44461
2014-07-16 12:00 | 2009-07-16 | 3133:00 | 3.58 | 0.65 | 2.88 | 0.82 | 3.2 | 2.226 | 0.54559
2014-07-16 13:00 | 2009-07-16 | 3134:00 | 3.37 | 2.5 | 3 | 1.49 | 1.26 | 2.324 | 0.56961
2014-07-16 14:00 | 2009-07-16 | 3135:00 | 3.06 | 2.13 | 2.96 | 2.31 | 1.82 | 2.456 | 0.60196
2014-07-16 15:00 | 2009-07-16 | 3136:00 | 1.58 | 0.93 | 3.03 | 1.68 | 2.02 | 1.848 | 0.45294
2014-07-16 16:00 | 2009-07-16 | 3137:00 | 0.88 | 1.13 | 1.82 | 1.09 | 1.48 | 1.28 | 0.31373
2014-07-16 17:00 | 2009-07-16 | 3138:00 | 0.79 | 0.48 | 1.5 | 0.58 | 0.55 | 0.78 | 0.19118
2014-07-16 18:00 | 2009-07-16 | 3139:00 | 0.31 | 0.22 | 0.71 | 0.36 | 0.4 | 0.4 | 0.098039
2014-07-16 19:00 | 2009-07-16 | 3140:00 | 0.2 | 0.18 | 0.2 | 0.18 | 0.13 | 0.178 | 0.043627
2014-07-16 20:00 | 2009-07-16 | 3141:00 | 0.07 | 0.11 | 0.21 | 0.09 | 0.01 | 0.098 | 0.02402
2014-07-16 21:00 | 2009-07-16 | 3142:00 | 0.01 | 0.01 | 0.1 | 0.02 | 0.05 | 0.038 | 0.0093137
2014-07-16 22:00 | 2009-07-16 | 3143:00 | 0 | 0 | 0.02 | 0 | 0 | 0.004 | 0.00098039
2014-07-16 23:00 | 2009-07-16 | 3144:00 | 0 | 0 | 0 | 0 | 0 | 0 | 0
2014-07-17 | 2009-07-17 | 3145:00 | 0 | 0 | 0 | 0 | 0 | 0 | 0
2014-07-17 01:00 | 2009-07-17 | 3146:00 | 0 | 0 | 0 | 0 | 0 | 0 | 0
2014-07-17 02:00 | 2009-07-17 | 3147:00 | 0 | 0 | 0 | 0 | 0 | 0 | 0
2014-07-17 03:00 | 2009-07-17 | 3148:00 | 0 | 0 | 0 | 0 | 0 | 0 | 0
2014-07-17 04:00 | 2009-07-17 | 3149:00 | 0.01 | 0.01 | 0 | 0 | 0.01 | 0.006 | 0.0014706
2014-07-17 05:00 | 2009-07-17 | 3150:00 | 0.1 | 0.07 | 0 | 0.03 | 0.12 | 0.064 | 0.015686
2014-07-17 06:00 | 2009-07-17 | 3151:00 | 0.49 | 0.14 | 0.07 | 0.22 | 0.4 | 0.264 | 0.064706
2014-07-17 07:00 | 2009-07-17 | 3152:00 | 1.23 | 0.93 | 0.25 | 0.36 | 1.01 | 0.756 | 0.18529
2014-07-17 08:00 | 2009-07-17 | 3153:00 | 2.05 | 2.09 | 0.52 | 0.52 | 1.72 | 1.38 | 0.33824
2014-07-17 09:00 | 2009-07-17 | 3154:00 | 2.75 | 2.81 | 1.32 | 0.71 | 1.72 | 1.862 | 0.45637
2014-07-17 10:00 | 2009-07-17 | 3155:00 | 3.23 | 2.95 | 0.77 | 0.54 | 1.98 | 1.894 | 0.46422
2014-07-17 11:00 | 2009-07-17 | 3156:00 | 3.5 | 3.56 | 1.29 | 0.39 | 2.6 | 2.268 | 0.55588
2014-07-17 12:00 | 2009-07-17 | 3157:00 | 3.58 | 2.86 | 1.26 | 0.68 | 2.62 | 2.2 | 0.53922
2014-07-17 13:00 | 2009-07-17 | 3158:00 | 2.26 | 1.61 | 1.19 | 0.47 | 3.02 | 1.71 | 0.41912
2014-07-17 14:00 | 2009-07-17 | 3159:00 | 2.66 | 2.57 | 1.62 | 0.44 | 2.75 | 2.008 | 0.49216
2014-07-17 15:00 | 2009-07-17 | 3160:00 | 2.25 | 2.34 | 1.27 | 0.85 | 1.43 | 1.628 | 0.39902
2014-07-17 16:00 | 2009-07-17 | 3161:00 | 1.09 | 0.99 | 2.84 | 0.56 | 0.53 | 1.202 | 0.29461
2014-07-17 17:00 | 2009-07-17 | 3162:00 | 0.68 | 0.81 | 1.31 | 0.51 | 0.14 | 0.69 | 0.16912
2014-07-17 18:00 | 2009-07-17 | 3163:00 | 0.28 | 0.19 | 0.89 | 0.25 | 0.2 | 0.362 | 0.088725
2014-07-17 19:00 | 2009-07-17 | 3164:00 | 0.13 | 0.11 | 0.35 | 0.22 | 0.17 | 0.196 | 0.048039
2014-07-17 20:00 | 2009-07-17 | 3165:00 | 0.07 | 0.09 | 0.27 | 0.07 | 0.05 | 0.11 | 0.026961
2014-07-17 21:00 | 2009-07-17 | 3166:00 | 0.01 | 0.03 | 0.12 | 0 | 0 | 0.032 | 0.0078431
2014-07-17 22:00 | 2009-07-17 | 3167:00 | 0 | 0 | 0.03 | 0 | 0 | 0.006 | 0.0014706
2014-07-17 23:00 | 2009-07-17 | 3168:00 | 0 | 0 | 0 | 0 | 0 | 0 | 0
2014-07-18 | 2009-07-18 | 3169:00 | 0 | 0 | 0 | 0 | 0 | 0 | 0
2014-07-18 01:00 | 2009-07-18 | 3170:00 | 0 | 0 | 0 | 0 | 0 | 0 | 0
2014-07-18 02:00 | 2009-07-18 | 3171:00 | 0 | 0 | 0 | 0 | 0 | 0 | 0
2014-07-18 03:00 | 2009-07-18 | 3172:00 | 0 | 0 | 0 | 0 | 0 | 0 | 0
2014-07-18 04:00 | 2009-07-18 | 3173:00 | 0.01 | 0.01 | 0 | 0 | 0 | 0.004 | 0.00098039
2014-07-18 05:00 | 2009-07-18 | 3174:00 | 0.11 | 0.08 | 0.03 | 0.01 | 0.02 | 0.05 | 0.012255
2014-07-18 06:00 | 2009-07-18 | 3175:00 | 0.5 | 0.51 | 0.15 | 0.05 | 0.07 | 0.256 | 0.062745
2014-07-18 07:00 | 2009-07-18 | 3176:00 | 1.17 | 1.38 | 0.6 | 0.25 | 0.04 | 0.688 | 0.16863
2014-07-18 08:00 | 2009-07-18 | 3177:00 | 2.07 | 2.22 | 0.71 | 0.36 | 0.19 | 1.11 | 0.27206
2014-07-18 09:00 | 2009-07-18 | 3178:00 | 2.7 | 2.54 | 0.91 | 0.65 | 0.85 | 1.53 | 0.375
2014-07-18 10:00 | 2009-07-18 | 3179:00 | 3.2 | 2.65 | 0.98 | 2.15 | 0.97 | 1.99 | 0.48775
2014-07-18 11:00 | 2009-07-18 | 3180:00 | 3.15 | 3.01 | 1.3 | 2.61 | 2.17 | 2.448 | 0.6
2014-07-18 12:00 | 2009-07-18 | 3181:00 | 1.63 | 1.94 | 1.28 | 2.93 | 2.34 | 2.024 | 0.49608
2014-07-18 13:00 | 2009-07-18 | 3182:00 | 1.93 | 1.83 | 1.4 | 3.44 | 2.55 | 2.23 | 0.54657
2014-07-18 14:00 | 2009-07-18 | 3183:00 | 0.98 | 1.12 | 2.45 | 3.07 | 2.72 | 2.068 | 0.50686
2014-07-18 15:00 | 2009-07-18 | 3184:00 | 0.6 | 1.56 | 1.01 | 2.51 | 2.41 | 1.618 | 0.39657
2014-07-18 16:00 | 2009-07-18 | 3185:00 | 0.96 | 1.26 | 0.53 | 1.79 | 1.42 | 1.192 | 0.29216
2014-07-18 17:00 | 2009-07-18 | 3186:00 | 1.06 | 0.63 | 1.03 | 0.81 | 0.67 | 0.84 | 0.20588
2014-07-18 18:00 | 2009-07-18 | 3187:00 | 0.39 | 0.34 | 0.62 | 0.27 | 0.22 | 0.368 | 0.090196
2014-07-18 19:00 | 2009-07-18 | 3188:00 | 0.19 | 0.27 | 0.13 | 0.13 | 0.11 | 0.166 | 0.040686
2014-07-18 20:00 | 2009-07-18 | 3189:00 | 0.11 | 0.08 | 0.02 | 0.07 | 0.06 | 0.068 | 0.016667
2014-07-18 21:00 | 2009-07-18 | 3190:00 | 0.01 | 0.02 | 0.05 | 0.01 | 0.01 | 0.02 | 0.004902
2014-07-18 22:00 | 2009-07-18 | 3191:00 | 0 | 0 | 0.01 | 0 | 0 | 0.002 | 0.0004902
2014-07-18 23:00 | 2009-07-18 | 3192:00 | 0 | 0 | 0 | 0 | 0 | 0 | 0
2014-07-19 | 2009-07-19 | 3193:00 | 0 | 0 | 0 | 0 | 0 | 0 | 0
2014-07-19 01:00 | 2009-07-19 | 3194:00 | 0 | 0 | 0 | 0 | 0 | 0 | 0
2014-07-19 02:00 | 2009-07-19 | 3195:00 | 0 | 0 | 0 | 0 | 0 | 0 | 0
2014-07-19 03:00 | 2009-07-19 | 3196:00 | 0 | 0 | 0 | 0 | 0 | 0 | 0
2014-07-19 04:00 | 2009-07-19 | 3197:00 | 0.01 | 0.01 | 0 | 0.01 | 0.01 | 0.008 | 0.0019608
2014-07-19 05:00 | 2009-07-19 | 3198:00 | 0.1 | 0.08 | 0 | 0.1 | 0.16 | 0.088 | 0.021569
2014-07-19 06:00 | 2009-07-19 | 3199:00 | 0.51 | 0.52 | 0.01 | 0.47 | 0.49 | 0.4 | 0.098039
2014-07-19 07:00 | 2009-07-19 | 3200:00 | 1.28 | 1.35 | 0.07 | 1.25 | 1.13 | 1.016 | 0.24902
2014-07-19 08:00 | 2009-07-19 | 3201:00 | 2.1 | 1.87 | 0.23 | 2.08 | 2.16 | 1.688 | 0.41373
2014-07-19 09:00 | 2009-07-19 | 3202:00 | 1.67 | 2.54 | 0.32 | 2.57 | 2.21 | 1.862 | 0.45637
2014-07-19 10:00 | 2009-07-19 | 3203:00 | 1.91 | 1.78 | 0.44 | 3.05 | 2.24 | 1.884 | 0.46176
2014-07-19 11:00 | 2009-07-19 | 3204:00 | 1.13 | 1.06 | 0.46 | 3.43 | 3.02 | 1.82 | 0.44608
2014-07-19 12:00 | 2009-07-19 | 3205:00 | 0.87 | 1.19 | 0.67 | 3.09 | 2.06 | 1.576 | 0.38627
2014-07-19 13:00 | 2009-07-19 | 3206:00 | 1.16 | 0.69 | 1.06 | 3.27 | 2.08 | 1.652 | 0.4049
2014-07-19 14:00 | 2009-07-19 | 3207:00 | 1.5 | 2.87 | 1.51 | 2.91 | 1.24 | 2.006 | 0.49167
2014-07-19 15:00 | 2009-07-19 | 3208:00 | 0.85 | 2.49 | 2.32 | 2.36 | 1.32 | 1.868 | 0.45784
2014-07-19 16:00 | 2009-07-19 | 3209:00 | 0.87 | 1.42 | 2.03 | 1.69 | 0.92 | 1.386 | 0.33971
2014-07-19 17:00 | 2009-07-19 | 3210:00 | 0.82 | 0.8 | 1.05 | 0.77 | 0.38 | 0.764 | 0.18725
2014-07-19 18:00 | 2009-07-19 | 3211:00 | 0.4 | 0.19 | 0.61 | 0.33 | 0.31 | 0.368 | 0.090196
2014-07-19 19:00 | 2009-07-19 | 3212:00 | 0.3 | 0.15 | 0.28 | 0.22 | 0.29 | 0.248 | 0.060784
2014-07-19 20:00 | 2009-07-19 | 3213:00 | 0.12 | 0.1 | 0.06 | 0.08 | 0.06 | 0.084 | 0.020588
2014-07-19 21:00 | 2009-07-19 | 3214:00 | 0.02 | 0.01 | 0.02 | 0.01 | 0 | 0.012 | 0.0029412
2014-07-19 22:00 | 2009-07-19 | 3215:00 | 0 | 0 | 0 | 0 | 0 | 0 | 0
2014-07-19 23:00 | 2009-07-19 | 3216:00 | 0 | 0 | 0 | 0 | 0 | 0 | 0
2014-07-20 | 2009-07-20 | 3217:00 | 0 | 0 | 0 | 0 | 0 | 0 | 0
2014-07-20 01:00 | 2009-07-20 | 3218:00 | 0 | 0 | 0 | 0 | 0 | 0 | 0
2014-07-20 02:00 | 2009-07-20 | 3219:00 | 0 | 0 | 0 | 0 | 0 | 0 | 0
2014-07-20 03:00 | 2009-07-20 | 3220:00 | 0 | 0 | 0 | 0 | 0 | 0 | 0
2014-07-20 04:00 | 2009-07-20 | 3221:00 | 0.01 | 0.01 | 0 | 0.01 | 0.01 | 0.008 | 0.0019608
2014-07-20 05:00 | 2009-07-20 | 3222:00 | 0.1 | 0.12 | 0 | 0.14 | 0.13 | 0.098 | 0.02402
2014-07-20 06:00 | 2009-07-20 | 3223:00 | 0.42 | 0.28 | 0.01 | 0.36 | 0.47 | 0.308 | 0.07549
2014-07-20 07:00 | 2009-07-20 | 3224:00 | 1.45 | 0.49 | 0.06 | 1.16 | 0.6 | 0.752 | 0.18431
2014-07-20 08:00 | 2009-07-20 | 3225:00 | 1.11 | 0.77 | 0.23 | 1.97 | 0.83 | 0.982 | 0.24069
2014-07-20 09:00 | 2009-07-20 | 3226:00 | 2.04 | 1.28 | 0.18 | 2.71 | 1.63 | 1.568 | 0.38431
2014-07-20 10:00 | 2009-07-20 | 3227:00 | 1.78 | 2.38 | 0.19 | 2.73 | 2.3 | 1.876 | 0.4598
2014-07-20 11:00 | 2009-07-20 | 3228:00 | 2.25 | 3.12 | 0.63 | 2.53 | 1.67 | 2.04 | 0.5
2014-07-20 12:00 | 2009-07-20 | 3229:00 | 1.05 | 2.42 | 0.54 | 1.2 | 1.41 | 1.324 | 0.32451
2014-07-20 13:00 | 2009-07-20 | 3230:00 | 1.22 | 2.84 | 0.55 | 2.38 | 1.86 | 1.77 | 0.43382
2014-07-20 14:00 | 2009-07-20 | 3231:00 | 1.5 | 2.01 | 0.65 | 2.28 | 0.66 | 1.42 | 0.34804
2014-07-20 15:00 | 2009-07-20 | 3232:00 | 1.51 | 0.89 | 0.47 | 1.4 | 0.73 | 1 | 0.2451
2014-07-20 16:00 | 2009-07-20 | 3233:00 | 0.95 | 0.28 | 0.6 | 1.58 | 0.37 | 0.756 | 0.18529
2014-07-20 17:00 | 2009-07-20 | 3234:00 | 0.57 | 0.23 | 0.66 | 0.58 | 0.22 | 0.452 | 0.11078
2014-07-20 18:00 | 2009-07-20 | 3235:00 | 0.45 | 0.32 | 0.66 | 0.38 | 0.23 | 0.408 | 0.1
2014-07-20 19:00 | 2009-07-20 | 3236:00 | 0.24 | 0.2 | 0.47 | 0.21 | 0.15 | 0.254 | 0.062255
2014-07-20 20:00 | 2009-07-20 | 3237:00 | 0.1 | 0.06 | 0.15 | 0.09 | 0.06 | 0.092 | 0.022549
2014-07-20 21:00 | 2009-07-20 | 3238:00 | 0.01 | 0.01 | 0.03 | 0.01 | 0 | 0.012 | 0.0029412
2014-07-20 22:00 | 2009-07-20 | 3239:00 | 0 | 0 | 0.01 | 0 | 0 | 0.002 | 0.0004902
2014-07-20 23:00 | 2009-07-20 | 3240:00 | 0 | 0 | 0 | 0 | 0 | 0 | 0
2014-07-21 | 2009-07-21 | 3241:00 | 0 | 0 | 0 | 0 | 0 | 0 | 0
2014-07-21 01:00 | 2009-07-21 | 3242:00 | 0 | 0 | 0 | 0 | 0 | 0 | 0
2014-07-21 02:00 | 2009-07-21 | 3243:00 | 0 | 0 | 0 | 0 | 0 | 0 | 0
2014-07-21 03:00 | 2009-07-21 | 3244:00 | 0 | 0 | 0 | 0 | 0 | 0 | 0
2014-07-21 04:00 | 2009-07-21 | 3245:00 | 0.01 | 0 | 0 | 0.01 | 0 | 0.004 | 0.00098039
2014-07-21 05:00 | 2009-07-21 | 3246:00 | 0.07 | 0.03 | 0.01 | 0.08 | 0 | 0.038 | 0.0093137
2014-07-21 06:00 | 2009-07-21 | 3247:00 | 0.21 | 0.11 | 0.07 | 0.37 | 0.04 | 0.16 | 0.039216
2014-07-21 07:00 | 2009-07-21 | 3248:00 | 1.42 | 0.26 | 0.5 | 1.3 | 0.1 | 0.716 | 0.17549
2014-07-21 08:00 | 2009-07-21 | 3249:00 | 2.29 | 0.55 | 1.38 | 2.1 | 0.19 | 1.302 | 0.31912
2014-07-21 09:00 | 2009-07-21 | 3250:00 | 1.59 | 0.83 | 2.2 | 2.76 | 0.34 | 1.544 | 0.37843
2014-07-21 10:00 | 2009-07-21 | 3251:00 | 1.49 | 1.17 | 2.85 | 3.19 | 0.46 | 1.832 | 0.44902
2014-07-21 11:00 | 2009-07-21 | 3252:00 | 1.49 | 2.32 | 3.28 | 3.39 | 0.41 | 2.178 | 0.53382
2014-07-21 12:00 | 2009-07-21 | 3253:00 | 1.5 | 2.22 | 3.5 | 3.43 | 0.68 | 2.266 | 0.55539
2014-07-21 13:00 | 2009-07-21 | 3254:00 | 1.63 | 2.42 | 3.54 | 3.28 | 0.38 | 2.25 | 0.55147
2014-07-21 14:00 | 2009-07-21 | 3255:00 | 1.61 | 2.71 | 3.41 | 2.94 | 0.41 | 2.216 | 0.54314
2014-07-21 15:00 | 2009-07-21 | 3256:00 | 0.99 | 2.09 | 2.99 | 2.4 | 0.36 | 1.766 | 0.43284
2014-07-21 16:00 | 2009-07-21 | 3257:00 | 1.04 | 0.84 | 2.35 | 1.66 | 0.37 | 1.252 | 0.30686
2014-07-21 17:00 | 2009-07-21 | 3258:00 | 0.58 | 0.48 | 1.74 | 0.77 | 0.16 | 0.746 | 0.18284
2014-07-21 18:00 | 2009-07-21 | 3259:00 | 0.34 | 0.42 | 0.77 | 0.23 | 0.1 | 0.372 | 0.091176
2014-07-21 19:00 | 2009-07-21 | 3260:00 | 0.21 | 0.37 | 0.18 | 0.14 | 0.05 | 0.19 | 0.046569
2014-07-21 20:00 | 2009-07-21 | 3261:00 | 0.1 | 0.17 | 0.09 | 0.07 | 0.02 | 0.09 | 0.022059
2014-07-21 21:00 | 2009-07-21 | 3262:00 | 0.01 | 0.02 | 0.06 | 0.01 | 0.01 | 0.022 | 0.0053922
2014-07-21 22:00 | 2009-07-21 | 3263:00 | 0 | 0 | 0.01 | 0 | 0 | 0.002 | 0.0004902
2014-07-21 23:00 | 2009-07-21 | 3264:00 | 0 | 0 | 0 | 0 | 0 | 0 | 0
2014-07-22 | 2009-07-22 | 3265:00 | 0 | 0 | 0 | 0 | 0 | 0 | 0
2014-07-22 01:00 | 2009-07-22 | 3266:00 | 0 | 0 | 0 | 0 | 0 | 0 | 0
2014-07-22 02:00 | 2009-07-22 | 3267:00 | 0 | 0 | 0 | 0 | 0 | 0 | 0
2014-07-22 03:00 | 2009-07-22 | 3268:00 | 0 | 0 | 0 | 0 | 0 | 0 | 0
2014-07-22 04:00 | 2009-07-22 | 3269:00 | 0 | 0 | 0 | 0.01 | 0.01 | 0.004 | 0.00098039
2014-07-22 05:00 | 2009-07-22 | 3270:00 | 0.13 | 0.05 | 0 | 0.09 | 0.06 | 0.066 | 0.016176
2014-07-22 06:00 | 2009-07-22 | 3271:00 | 0.46 | 0.31 | 0.05 | 0.44 | 0.22 | 0.296 | 0.072549
2014-07-22 07:00 | 2009-07-22 | 3272:00 | 0.89 | 0.99 | 0.49 | 1.24 | 0.35 | 0.792 | 0.19412
2014-07-22 08:00 | 2009-07-22 | 3273:00 | 1.05 | 1.21 | 1.36 | 2.04 | 0.47 | 1.226 | 0.30049
2014-07-22 09:00 | 2009-07-22 | 3274:00 | 2 | 1.13 | 2.2 | 2.74 | 1.39 | 1.892 | 0.46373
2014-07-22 10:00 | 2009-07-22 | 3275:00 | 2.75 | 1.14 | 2.74 | 3.25 | 1.25 | 2.226 | 0.54559
2014-07-22 11:00 | 2009-07-22 | 3276:00 | 2.97 | 1.98 | 3.11 | 3.53 | 2.19 | 2.756 | 0.67549
2014-07-22 12:00 | 2009-07-22 | 3277:00 | 1.49 | 2.58 | 3.5 | 3.54 | 2.77 | 2.776 | 0.68039
2014-07-22 13:00 | 2009-07-22 | 3278:00 | 1.46 | 3.34 | 2.51 | 3.37 | 2.76 | 2.688 | 0.65882
2014-07-22 14:00 | 2009-07-22 | 3279:00 | 3.02 | 2.87 | 2.46 | 3.02 | 2.99 | 2.872 | 0.70392
2014-07-22 15:00 | 2009-07-22 | 3280:00 | 1.24 | 1.44 | 3.16 | 2.47 | 0.27 | 1.716 | 0.42059
2014-07-22 16:00 | 2009-07-22 | 3281:00 | 0.71 | 1.05 | 2.36 | 1.71 | 0.68 | 1.302 | 0.31912
2014-07-22 17:00 | 2009-07-22 | 3282:00 | 0.85 | 0.45 | 1.7 | 0.75 | 0.82 | 0.914 | 0.22402
2014-07-22 18:00 | 2009-07-22 | 3283:00 | 0.49 | 0.33 | 0.83 | 0.15 | 0.37 | 0.434 | 0.10637
2014-07-22 19:00 | 2009-07-22 | 3284:00 | 0.34 | 0.25 | 0.39 | 0.1 | 0.14 | 0.244 | 0.059804
2014-07-22 20:00 | 2009-07-22 | 3285:00 | 0.13 | 0.09 | 0.22 | 0.05 | 0.1 | 0.118 | 0.028922
2014-07-22 21:00 | 2009-07-22 | 3286:00 | 0.02 | 0.02 | 0.08 | 0.01 | 0 | 0.026 | 0.0063725
2014-07-22 22:00 | 2009-07-22 | 3287:00 | 0 | 0 | 0.01 | 0 | 0 | 0.002 | 0.0004902
2014-07-22 23:00 | 2009-07-22 | 3288:00 | 0 | 0 | 0 | 0 | 0 | 0 | 0
2014-07-23 | 2009-07-23 | 3289:00 | 0 | 0 | 0 | 0 | 0 | 0 | 0
2014-07-23 01:00 | 2009-07-23 | 3290:00 | 0 | 0 | 0 | 0 | 0 | 0 | 0
2014-07-23 02:00 | 2009-07-23 | 3291:00 | 0 | 0 | 0 | 0 | 0 | 0 | 0
2014-07-23 03:00 | 2009-07-23 | 3292:00 | 0 | 0 | 0 | 0 | 0 | 0 | 0
2014-07-23 04:00 | 2009-07-23 | 3293:00 | 0 | 0 | 0 | 0 | 0 | 0 | 0
2014-07-23 05:00 | 2009-07-23 | 3294:00 | 0.04 | 0.06 | 0 | 0.11 | 0.13 | 0.068 | 0.016667
2014-07-23 06:00 | 2009-07-23 | 3295:00 | 0.19 | 0.25 | 0.03 | 0.2 | 0.22 | 0.178 | 0.043627
2014-07-23 07:00 | 2009-07-23 | 3296:00 | 0.47 | 0.68 | 0.12 | 0.9 | 1.11 | 0.656 | 0.16078
2014-07-23 08:00 | 2009-07-23 | 3297:00 | 0.98 | 1.17 | 0.39 | 2.11 | 2.22 | 1.374 | 0.33676
2014-07-23 09:00 | 2009-07-23 | 3298:00 | 1.03 | 0.98 | 1.19 | 1.98 | 2.86 | 1.608 | 0.39412
2014-07-23 10:00 | 2009-07-23 | 3299:00 | 3.07 | 1.39 | 2.66 | 2.28 | 3.28 | 2.536 | 0.62157
2014-07-23 11:00 | 2009-07-23 | 3300:00 | 1.77 | 1.18 | 3.1 | 1.71 | 3.52 | 2.256 | 0.55294
2014-07-23 12:00 | 2009-07-23 | 3301:00 | 2.53 | 1.07 | 3.27 | 2.13 | 2.82 | 2.364 | 0.57941
2014-07-23 13:00 | 2009-07-23 | 3302:00 | 1.11 | 0.86 | 1.64 | 2.32 | 0.93 | 1.372 | 0.33627
2014-07-23 14:00 | 2009-07-23 | 3303:00 | 0.48 | 1.12 | 1.68 | 2.94 | 2.34 | 1.712 | 0.41961
2014-07-23 15:00 | 2009-07-23 | 3304:00 | 1.34 | 0.99 | 2.38 | 1.59 | 1.48 | 1.556 | 0.38137
2014-07-23 16:00 | 2009-07-23 | 3305:00 | 1.15 | 0.74 | 2.6 | 1.09 | 1.56 | 1.428 | 0.35
2014-07-23 17:00 | 2009-07-23 | 3306:00 | 0.6 | 0.62 | 1.76 | 0.61 | 0.83 | 0.884 | 0.21667
2014-07-23 18:00 | 2009-07-23 | 3307:00 | 0.34 | 0.24 | 0.78 | 0.31 | 0.2 | 0.374 | 0.091667
2014-07-23 19:00 | 2009-07-23 | 3308:00 | 0.17 | 0.12 | 0.22 | 0.13 | 0.25 | 0.178 | 0.043627
2014-07-23 20:00 | 2009-07-23 | 3309:00 | 0.09 | 0.03 | 0.13 | 0.07 | 0.11 | 0.086 | 0.021078
2014-07-23 21:00 | 2009-07-23 | 3310:00 | 0.01 | 0.01 | 0.05 | 0.01 | 0.01 | 0.018 | 0.0044118
2014-07-23 22:00 | 2009-07-23 | 3311:00 | 0 | 0 | 0.01 | 0 | 0 | 0.002 | 0.0004902
2014-07-23 23:00 | 2009-07-23 | 3312:00 | 0 | 0 | 0 | 0 | 0 | 0 | 0
2014-07-24 | 2009-07-24 | 3313:00 | 0 | 0 | 0 | 0 | 0 | 0 | 0
2014-07-24 01:00 | 2009-07-24 | 3314:00 | 0 | 0 | 0 | 0 | 0 | 0 | 0
2014-07-24 02:00 | 2009-07-24 | 3315:00 | 0 | 0 | 0 | 0 | 0 | 0 | 0
2014-07-24 03:00 | 2009-07-24 | 3316:00 | 0 | 0 | 0 | 0 | 0 | 0 | 0
2014-07-24 04:00 | 2009-07-24 | 3317:00 | 0 | 0 | 0 | 0 | 0 | 0 | 0
2014-07-24 05:00 | 2009-07-24 | 3318:00 | 0.08 | 0.03 | 0.01 | 0.07 | 0.08 | 0.054 | 0.013235
2014-07-24 06:00 | 2009-07-24 | 3319:00 | 0.48 | 0.06 | 0.08 | 0.4 | 0.57 | 0.318 | 0.077941
2014-07-24 07:00 | 2009-07-24 | 3320:00 | 1.25 | 0.35 | 0.48 | 1.12 | 0.81 | 0.802 | 0.19657
2014-07-24 08:00 | 2009-07-24 | 3321:00 | 1.87 | 0.5 | 1.35 | 1.55 | 1.99 | 1.452 | 0.35588
2014-07-24 09:00 | 2009-07-24 | 3322:00 | 2.38 | 0.99 | 2.22 | 1.94 | 2.91 | 2.088 | 0.51176
2014-07-24 10:00 | 2009-07-24 | 3323:00 | 1.29 | 1.58 | 2.92 | 1.84 | 2.26 | 1.978 | 0.4848
2014-07-24 11:00 | 2009-07-24 | 3324:00 | 2.98 | 1.94 | 2.92 | 1.76 | 2.97 | 2.514 | 0.61618
2014-07-24 12:00 | 2009-07-24 | 3325:00 | 3.46 | 2.19 | 1.54 | 2.22 | 2.24 | 2.33 | 0.57108
2014-07-24 13:00 | 2009-07-24 | 3326:00 | 2.36 | 1.74 | 1.44 | 1.45 | 2 | 1.798 | 0.44069
2014-07-24 14:00 | 2009-07-24 | 3327:00 | 2.55 | 1.24 | 1.15 | 0.55 | 1.9 | 1.478 | 0.36225
2014-07-24 15:00 | 2009-07-24 | 3328:00 | 1.92 | 1.41 | 0.92 | 0.6 | 1 | 1.17 | 0.28676
2014-07-24 16:00 | 2009-07-24 | 3329:00 | 1.89 | 0.87 | 0.48 | 0.21 | 0.96 | 0.882 | 0.21618
2014-07-24 17:00 | 2009-07-24 | 3330:00 | 0.87 | 0.96 | 0.38 | 0.2 | 0.78 | 0.638 | 0.15637
2014-07-24 18:00 | 2009-07-24 | 3331:00 | 0.22 | 0.27 | 0.46 | 0.26 | 0.42 | 0.326 | 0.079902
2014-07-24 19:00 | 2009-07-24 | 3332:00 | 0.15 | 0.18 | 0.19 | 0.18 | 0.19 | 0.178 | 0.043627
2014-07-24 20:00 | 2009-07-24 | 3333:00 | 0.06 | 0.1 | 0.25 | 0.03 | 0.08 | 0.104 | 0.02549
2014-07-24 21:00 | 2009-07-24 | 3334:00 | 0.01 | 0.01 | 0.1 | 0 | 0 | 0.024 | 0.0058824
2014-07-24 22:00 | 2009-07-24 | 3335:00 | 0 | 0 | 0.01 | 0 | 0 | 0.002 | 0.0004902
2014-07-24 23:00 | 2009-07-24 | 3336:00 | 0 | 0 | 0 | 0 | 0 | 0 | 0
2014-07-25 | 2009-07-25 | 3337:00 | 0 | 0 | 0 | 0 | 0 | 0 | 0
2014-07-25 01:00 | 2009-07-25 | 3338:00 | 0 | 0 | 0 | 0 | 0 | 0 | 0
2014-07-25 02:00 | 2009-07-25 | 3339:00 | 0 | 0 | 0 | 0 | 0 | 0 | 0
2014-07-25 03:00 | 2009-07-25 | 3340:00 | 0 | 0 | 0 | 0 | 0 | 0 | 0
2014-07-25 04:00 | 2009-07-25 | 3341:00 | 0 | 0.01 | 0 | 0 | 0.01 | 0.004 | 0.00098039
2014-07-25 05:00 | 2009-07-25 | 3342:00 | 0.08 | 0.08 | 0 | 0.11 | 0.08 | 0.07 | 0.017157
2014-07-25 06:00 | 2009-07-25 | 3343:00 | 0.35 | 0.51 | 0.1 | 0.25 | 0.16 | 0.274 | 0.067157
2014-07-25 07:00 | 2009-07-25 | 3344:00 | 1.07 | 1.39 | 0.38 | 0.37 | 0.34 | 0.71 | 0.17402
2014-07-25 08:00 | 2009-07-25 | 3345:00 | 2.04 | 2.11 | 0.66 | 0.67 | 0.46 | 1.188 | 0.29118
2014-07-25 09:00 | 2009-07-25 | 3346:00 | 2.87 | 2.89 | 0.65 | 1.19 | 0.47 | 1.614 | 0.39559
2014-07-25 10:00 | 2009-07-25 | 3347:00 | 3.27 | 3.29 | 1 | 1.56 | 0.58 | 1.94 | 0.47549
2014-07-25 11:00 | 2009-07-25 | 3348:00 | 3.53 | 3.51 | 1.66 | 1.59 | 0.52 | 2.162 | 0.5299
2014-07-25 12:00 | 2009-07-25 | 3349:00 | 3.6 | 3.47 | 1.5 | 2.46 | 0.5 | 2.306 | 0.5652
2014-07-25 13:00 | 2009-07-25 | 3350:00 | 3.45 | 3.34 | 2.03 | 2.99 | 0.93 | 2.548 | 0.62451
2014-07-25 14:00 | 2009-07-25 | 3351:00 | 3.08 | 2.9 | 1.38 | 2.66 | 0.62 | 2.128 | 0.52157
2014-07-25 15:00 | 2009-07-25 | 3352:00 | 2.49 | 1.4 | 0.7 | 1.78 | 0.38 | 1.35 | 0.33088
2014-07-25 16:00 | 2009-07-25 | 3353:00 | 1.67 | 1.02 | 0.61 | 1.07 | 1.19 | 1.112 | 0.27255
2014-07-25 17:00 | 2009-07-25 | 3354:00 | 0.76 | 0.69 | 0.55 | 0.63 | 0.63 | 0.652 | 0.1598
2014-07-25 18:00 | 2009-07-25 | 3355:00 | 0.22 | 0.35 | 0.53 | 0.21 | 0.42 | 0.346 | 0.084804
2014-07-25 19:00 | 2009-07-25 | 3356:00 | 0.12 | 0.18 | 0.36 | 0.13 | 0.2 | 0.198 | 0.048529
2014-07-25 20:00 | 2009-07-25 | 3357:00 | 0.07 | 0.1 | 0.18 | 0.1 | 0.04 | 0.098 | 0.02402
2014-07-25 21:00 | 2009-07-25 | 3358:00 | 0.01 | 0.01 | 0.08 | 0.02 | 0 | 0.024 | 0.0058824
2014-07-25 22:00 | 2009-07-25 | 3359:00 | 0 | 0 | 0.01 | 0 | 0 | 0.002 | 0.0004902
2014-07-25 23:00 | 2009-07-25 | 3360:00 | 0 | 0 | 0 | 0 | 0 | 0 | 0
2014-07-26 | 2009-07-26 | 3361:00 | 0 | 0 | 0 | 0 | 0 | 0 | 0
2014-07-26 01:00 | 2009-07-26 | 3362:00 | 0 | 0 | 0 | 0 | 0 | 0 | 0
2014-07-26 02:00 | 2009-07-26 | 3363:00 | 0 | 0 | 0 | 0 | 0 | 0 | 0
2014-07-26 03:00 | 2009-07-26 | 3364:00 | 0 | 0 | 0 | 0 | 0 | 0 | 0
2014-07-26 04:00 | 2009-07-26 | 3365:00 | 0 | 0 | 0 | 0.01 | 0 | 0.002 | 0.0004902
2014-07-26 05:00 | 2009-07-26 | 3366:00 | 0.05 | 0.09 | 0 | 0.08 | 0.02 | 0.048 | 0.011765
2014-07-26 06:00 | 2009-07-26 | 3367:00 | 0.2 | 0.42 | 0.07 | 0.47 | 0.09 | 0.25 | 0.061275
2014-07-26 07:00 | 2009-07-26 | 3368:00 | 0.4 | 1.22 | 0.22 | 1.29 | 0.29 | 0.684 | 0.16765
2014-07-26 08:00 | 2009-07-26 | 3369:00 | 0.91 | 2.08 | 0.46 | 2.04 | 0.43 | 1.184 | 0.2902
2014-07-26 09:00 | 2009-07-26 | 3370:00 | 1.31 | 2.49 | 0.64 | 2.5 | 0.82 | 1.552 | 0.38039
2014-07-26 10:00 | 2009-07-26 | 3371:00 | 1.36 | 3.23 | 1.53 | 3.16 | 0.86 | 2.028 | 0.49706
2014-07-26 11:00 | 2009-07-26 | 3372:00 | 2.49 | 3.49 | 1.23 | 3.42 | 1 | 2.326 | 0.5701
2014-07-26 12:00 | 2009-07-26 | 3373:00 | 2.61 | 3.4 | 1.74 | 3.35 | 1.1 | 2.44 | 0.59804
2014-07-26 13:00 | 2009-07-26 | 3374:00 | 1.67 | 3.01 | 1.75 | 3.17 | 1.57 | 2.234 | 0.54755
2014-07-26 14:00 | 2009-07-26 | 3375:00 | 1.57 | 2.99 | 1.23 | 2.86 | 2.51 | 2.232 | 0.54706
2014-07-26 15:00 | 2009-07-26 | 3376:00 | 0.93 | 1.67 | 1.01 | 2.35 | 2.06 | 1.604 | 0.39314
2014-07-26 16:00 | 2009-07-26 | 3377:00 | 0.88 | 1.68 | 0.27 | 1.45 | 1.23 | 1.102 | 0.2701
2014-07-26 17:00 | 2009-07-26 | 3378:00 | 0.48 | 0.44 | 0.28 | 0.63 | 0.6 | 0.486 | 0.11912
2014-07-26 18:00 | 2009-07-26 | 3379:00 | 0.27 | 0.17 | 0.53 | 0.27 | 0.34 | 0.316 | 0.077451
2014-07-26 19:00 | 2009-07-26 | 3380:00 | 0.07 | 0.13 | 0.26 | 0.19 | 0.18 | 0.166 | 0.040686
2014-07-26 20:00 | 2009-07-26 | 3381:00 | 0.04 | 0.08 | 0.22 | 0.05 | 0.07 | 0.092 | 0.022549
2014-07-26 21:00 | 2009-07-26 | 3382:00 | 0 | 0.01 | 0.11 | 0.01 | 0.01 | 0.028 | 0.0068627
2014-07-26 22:00 | 2009-07-26 | 3383:00 | 0 | 0 | 0.01 | 0 | 0 | 0.002 | 0.0004902
2014-07-26 23:00 | 2009-07-26 | 3384:00 | 0 | 0 | 0 | 0 | 0 | 0 | 0
2014-07-27 | 2009-07-27 | 3385:00 | 0 | 0 | 0 | 0 | 0 | 0 | 0
2014-07-27 01:00 | 2009-07-27 | 3386:00 | 0 | 0 | 0 | 0 | 0 | 0 | 0
2014-07-27 02:00 | 2009-07-27 | 3387:00 | 0 | 0 | 0 | 0 | 0 | 0 | 0
2014-07-27 03:00 | 2009-07-27 | 3388:00 | 0 | 0 | 0 | 0 | 0 | 0 | 0
2014-07-27 04:00 | 2009-07-27 | 3389:00 | 0 | 0 | 0 | 0 | 0 | 0 | 0
2014-07-27 05:00 | 2009-07-27 | 3390:00 | 0.09 | 0.08 | 0 | 0.12 | 0.02 | 0.062 | 0.015196
2014-07-27 06:00 | 2009-07-27 | 3391:00 | 0.31 | 0.43 | 0.08 | 0.29 | 0.17 | 0.256 | 0.062745
2014-07-27 07:00 | 2009-07-27 | 3392:00 | 0.46 | 1.33 | 0.48 | 1.03 | 0.53 | 0.766 | 0.18775
2014-07-27 08:00 | 2009-07-27 | 3393:00 | 1.31 | 2.24 | 1.41 | 1.56 | 1.09 | 1.522 | 0.37304
2014-07-27 09:00 | 2009-07-27 | 3394:00 | 1.74 | 2.65 | 2.3 | 2.1 | 1.67 | 2.092 | 0.51275
2014-07-27 10:00 | 2009-07-27 | 3395:00 | 2.01 | 3.09 | 2.93 | 2.76 | 0.88 | 2.334 | 0.57206
2014-07-27 11:00 | 2009-07-27 | 3396:00 | 1.51 | 3.37 | 3.15 | 3.08 | 0.88 | 2.398 | 0.58775
2014-07-27 12:00 | 2009-07-27 | 3397:00 | 1.8 | 3.47 | 2.32 | 1.29 | 1.58 | 2.092 | 0.51275
2014-07-27 13:00 | 2009-07-27 | 3398:00 | 2.28 | 3.31 | 0.86 | 0.42 | 2.29 | 1.832 | 0.44902
2014-07-27 14:00 | 2009-07-27 | 3399:00 | 2.29 | 3 | 1.18 | 0.55 | 1.48 | 1.7 | 0.41667
2014-07-27 15:00 | 2009-07-27 | 3400:00 | 2.46 | 1.92 | 1.75 | 0.55 | 1.88 | 1.712 | 0.41961
2014-07-27 16:00 | 2009-07-27 | 3401:00 | 1.65 | 1.68 | 1.6 | 0.55 | 1.27 | 1.35 | 0.33088
2014-07-27 17:00 | 2009-07-27 | 3402:00 | 0.72 | 0.78 | 1.1 | 0.88 | 0.81 | 0.858 | 0.21029
2014-07-27 18:00 | 2009-07-27 | 3403:00 | 0.15 | 0.25 | 0.6 | 0.37 | 0.24 | 0.322 | 0.078922
2014-07-27 19:00 | 2009-07-27 | 3404:00 | 0.09 | 0.16 | 0.28 | 0.15 | 0.17 | 0.17 | 0.041667
2014-07-27 20:00 | 2009-07-27 | 3405:00 | 0.05 | 0.1 | 0.14 | 0.07 | 0.07 | 0.086 | 0.021078
2014-07-27 21:00 | 2009-07-27 | 3406:00 | 0 | 0 | 0.06 | 0.01 | 0 | 0.014 | 0.0034314
2014-07-27 22:00 | 2009-07-27 | 3407:00 | 0 | 0 | 0 | 0 | 0 | 0 | 0
2014-07-27 23:00 | 2009-07-27 | 3408:00 | 0 | 0 | 0 | 0 | 0 | 0 | 0
2014-07-28 | 2009-07-28 | 3409:00 | 0 | 0 | 0 | 0 | 0 | 0 | 0
2014-07-28 01:00 | 2009-07-28 | 3410:00 | 0 | 0 | 0 | 0 | 0 | 0 | 0
2014-07-28 02:00 | 2009-07-28 | 3411:00 | 0 | 0 | 0 | 0 | 0 | 0 | 0
2014-07-28 03:00 | 2009-07-28 | 3412:00 | 0 | 0 | 0 | 0 | 0 | 0 | 0
2014-07-28 04:00 | 2009-07-28 | 3413:00 | 0 | 0 | 0 | 0 | 0 | 0 | 0
2014-07-28 05:00 | 2009-07-28 | 3414:00 | 0.05 | 0.08 | 0 | 0.05 | 0.11 | 0.058 | 0.014216
2014-07-28 06:00 | 2009-07-28 | 3415:00 | 0.36 | 0.26 | 0.06 | 0.43 | 0.36 | 0.294 | 0.072059
2014-07-28 07:00 | 2009-07-28 | 3416:00 | 1.27 | 1.17 | 0.2 | 1.21 | 0.49 | 0.868 | 0.21275
2014-07-28 08:00 | 2009-07-28 | 3417:00 | 2.1 | 2.02 | 0.39 | 2.24 | 1.41 | 1.632 | 0.4
2014-07-28 09:00 | 2009-07-28 | 3418:00 | 2.74 | 2.45 | 1.08 | 2.9 | 2.29 | 2.292 | 0.56176
2014-07-28 10:00 | 2009-07-28 | 3419:00 | 2.83 | 2.86 | 2.57 | 3.4 | 1.29 | 2.59 | 0.6348
2014-07-28 11:00 | 2009-07-28 | 3420:00 | 2.97 | 3.22 | 2.98 | 3.63 | 1.94 | 2.948 | 0.72255
2014-07-28 12:00 | 2009-07-28 | 3421:00 | 2.61 | 3.4 | 3.02 | 3.18 | 3.28 | 3.098 | 0.75931
2014-07-28 13:00 | 2009-07-28 | 3422:00 | 3.15 | 3.3 | 3.26 | 1.93 | 3.36 | 3 | 0.73529
2014-07-28 14:00 | 2009-07-28 | 3423:00 | 2.83 | 2.91 | 2.38 | 3.16 | 2.96 | 2.848 | 0.69804
2014-07-28 15:00 | 2009-07-28 | 3424:00 | 2.3 | 2.03 | 1.18 | 1.1 | 2.26 | 1.774 | 0.4348
2014-07-28 16:00 | 2009-07-28 | 3425:00 | 1.59 | 1.29 | 0.93 | 1.56 | 1.73 | 1.42 | 0.34804
2014-07-28 17:00 | 2009-07-28 | 3426:00 | 0.7 | 0.59 | 0.53 | 0.42 | 0.84 | 0.616 | 0.15098
2014-07-28 18:00 | 2009-07-28 | 3427:00 | 0.16 | 0.24 | 0.57 | 0.14 | 0.25 | 0.272 | 0.066667
2014-07-28 19:00 | 2009-07-28 | 3428:00 | 0.1 | 0.16 | 0.32 | 0.08 | 0.13 | 0.158 | 0.038725
2014-07-28 20:00 | 2009-07-28 | 3429:00 | 0.05 | 0.07 | 0.12 | 0.04 | 0.06 | 0.068 | 0.016667
2014-07-28 21:00 | 2009-07-28 | 3430:00 | 0 | 0.01 | 0.02 | 0.01 | 0 | 0.008 | 0.0019608
2014-07-28 22:00 | 2009-07-28 | 3431:00 | 0 | 0 | 0 | 0 | 0 | 0 | 0
2014-07-28 23:00 | 2009-07-28 | 3432:00 | 0 | 0 | 0 | 0 | 0 | 0 | 0
2014-07-29 | 2009-07-29 | 3433:00 | 0 | 0 | 0 | 0 | 0 | 0 | 0
2014-07-29 01:00 | 2009-07-29 | 3434:00 | 0 | 0 | 0 | 0 | 0 | 0 | 0
2014-07-29 02:00 | 2009-07-29 | 3435:00 | 0 | 0 | 0 | 0 | 0 | 0 | 0
2014-07-29 03:00 | 2009-07-29 | 3436:00 | 0 | 0 | 0 | 0 | 0 | 0 | 0
2014-07-29 04:00 | 2009-07-29 | 3437:00 | 0 | 0 | 0 | 0 | 0 | 0 | 0
2014-07-29 05:00 | 2009-07-29 | 3438:00 | 0.07 | 0.07 | 0 | 0.05 | 0.04 | 0.046 | 0.011275
2014-07-29 06:00 | 2009-07-29 | 3439:00 | 0.44 | 0.43 | 0.01 | 0.44 | 0.39 | 0.342 | 0.083824
2014-07-29 07:00 | 2009-07-29 | 3440:00 | 1.24 | 1.18 | 0.08 | 1.35 | 1.21 | 1.012 | 0.24804
2014-07-29 08:00 | 2009-07-29 | 3441:00 | 2.06 | 2.03 | 0.24 | 2.25 | 2.06 | 1.728 | 0.42353
2014-07-29 09:00 | 2009-07-29 | 3442:00 | 2.68 | 2.7 | 0.54 | 2.96 | 2.76 | 2.328 | 0.57059
2014-07-29 10:00 | 2009-07-29 | 3443:00 | 3.06 | 3.16 | 0.38 | 3.4 | 3.16 | 2.632 | 0.6451
2014-07-29 11:00 | 2009-07-29 | 3444:00 | 1.92 | 2.72 | 0.39 | 3.56 | 3.38 | 2.394 | 0.58676
2014-07-29 12:00 | 2009-07-29 | 3445:00 | 3.24 | 3.1 | 0.91 | 3.6 | 3.42 | 2.854 | 0.69951
2014-07-29 13:00 | 2009-07-29 | 3446:00 | 2.77 | 3.29 | 0.58 | 3.43 | 3.27 | 2.668 | 0.65392
2014-07-29 14:00 | 2009-07-29 | 3447:00 | 1.84 | 2.9 | 0.89 | 3.14 | 2.93 | 2.34 | 0.57353
2014-07-29 15:00 | 2009-07-29 | 3448:00 | 0.97 | 2.36 | 0.86 | 2.56 | 2.41 | 1.832 | 0.44902
2014-07-29 16:00 | 2009-07-29 | 3449:00 | 0.74 | 1.62 | 0.62 | 1.62 | 1.66 | 1.252 | 0.30686
2014-07-29 17:00 | 2009-07-29 | 3450:00 | 0.33 | 0.8 | 0.42 | 0.8 | 0.72 | 0.614 | 0.15049
2014-07-29 18:00 | 2009-07-29 | 3451:00 | 0.16 | 0.29 | 0.35 | 0.2 | 0.15 | 0.23 | 0.056373
2014-07-29 19:00 | 2009-07-29 | 3452:00 | 0.1 | 0.14 | 0.43 | 0.11 | 0.09 | 0.174 | 0.042647
2014-07-29 20:00 | 2009-07-29 | 3453:00 | 0.05 | 0.05 | 0.19 | 0.04 | 0.04 | 0.074 | 0.018137
2014-07-29 21:00 | 2009-07-29 | 3454:00 | 0.01 | 0 | 0.02 | 0.01 | 0 | 0.008 | 0.0019608
2014-07-29 22:00 | 2009-07-29 | 3455:00 | 0 | 0 | 0 | 0 | 0 | 0 | 0
2014-07-29 23:00 | 2009-07-29 | 3456:00 | 0 | 0 | 0 | 0 | 0 | 0 | 0
2014-07-30 | 2009-07-30 | 3457:00 | 0 | 0 | 0 | 0 | 0 | 0 | 0
2014-07-30 01:00 | 2009-07-30 | 3458:00 | 0 | 0 | 0 | 0 | 0 | 0 | 0
2014-07-30 02:00 | 2009-07-30 | 3459:00 | 0 | 0 | 0 | 0 | 0 | 0 | 0
2014-07-30 03:00 | 2009-07-30 | 3460:00 | 0 | 0 | 0 | 0 | 0 | 0 | 0
2014-07-30 04:00 | 2009-07-30 | 3461:00 | 0 | 0 | 0 | 0 | 0 | 0 | 0
2014-07-30 05:00 | 2009-07-30 | 3462:00 | 0.05 | 0.05 | 0 | 0.05 | 0.05 | 0.04 | 0.0098039
2014-07-30 06:00 | 2009-07-30 | 3463:00 | 0.42 | 0.16 | 0 | 0.4 | 0.43 | 0.282 | 0.069118
2014-07-30 07:00 | 2009-07-30 | 3464:00 | 1.25 | 0.6 | 0.06 | 0.61 | 1.26 | 0.756 | 0.18529
2014-07-30 08:00 | 2009-07-30 | 3465:00 | 1.86 | 1.61 | 0.14 | 1.57 | 2.09 | 1.454 | 0.35637
2014-07-30 09:00 | 2009-07-30 | 3466:00 | 2.72 | 2.73 | 0.39 | 0.83 | 2.81 | 1.896 | 0.46471
2014-07-30 10:00 | 2009-07-30 | 3467:00 | 3.11 | 3.18 | 0.77 | 1.08 | 3.14 | 2.256 | 0.55294
2014-07-30 11:00 | 2009-07-30 | 3468:00 | 3.31 | 3.39 | 1.63 | 1.49 | 3.36 | 2.636 | 0.64608
2014-07-30 12:00 | 2009-07-30 | 3469:00 | 3.32 | 3.42 | 2.89 | 1.37 | 3.35 | 2.87 | 0.70343
2014-07-30 13:00 | 2009-07-30 | 3470:00 | 3.15 | 3.22 | 3.25 | 1.91 | 3.21 | 2.948 | 0.72255
2014-07-30 14:00 | 2009-07-30 | 3471:00 | 2.81 | 2.86 | 2.87 | 2.07 | 2.91 | 2.704 | 0.66275
2014-07-30 15:00 | 2009-07-30 | 3472:00 | 2.07 | 2.34 | 2.77 | 1.3 | 1.42 | 1.98 | 0.48529
2014-07-30 16:00 | 2009-07-30 | 3473:00 | 1.24 | 1.64 | 2.1 | 0.98 | 0.26 | 1.244 | 0.3049
2014-07-30 17:00 | 2009-07-30 | 3474:00 | 0.61 | 0.16 | 1.76 | 0.58 | 0.31 | 0.684 | 0.16765
2014-07-30 18:00 | 2009-07-30 | 3475:00 | 0.14 | 0.21 | 0.2 | 0.47 | 0.39 | 0.282 | 0.069118
2014-07-30 19:00 | 2009-07-30 | 3476:00 | 0.09 | 0.12 | 0.23 | 0.22 | 0.12 | 0.156 | 0.038235
2014-07-30 20:00 | 2009-07-30 | 3477:00 | 0.04 | 0.03 | 0.21 | 0.11 | 0.04 | 0.086 | 0.021078
2014-07-30 21:00 | 2009-07-30 | 3478:00 | 0 | 0 | 0.1 | 0.01 | 0 | 0.022 | 0.0053922
2014-07-30 22:00 | 2009-07-30 | 3479:00 | 0 | 0 | 0.01 | 0 | 0 | 0.002 | 0.0004902
2014-07-30 23:00 | 2009-07-30 | 3480:00 | 0 | 0 | 0 | 0 | 0 | 0 | 0
2014-07-31 | 2009-07-31 | 3481:00 | 0 | 0 | 0 | 0 | 0 | 0 | 0
2014-07-31 01:00 | 2009-07-31 | 3482:00 | 0 | 0 | 0 | 0 | 0 | 0 | 0
2014-07-31 02:00 | 2009-07-31 | 3483:00 | 0 | 0 | 0 | 0 | 0 | 0 | 0
2014-07-31 03:00 | 2009-07-31 | 3484:00 | 0 | 0 | 0 | 0 | 0 | 0 | 0
2014-07-31 04:00 | 2009-07-31 | 3485:00 | 0 | 0 | 0 | 0 | 0 | 0 | 0
2014-07-31 05:00 | 2009-07-31 | 3486:00 | 0.11 | 0.04 | 0 | 0.11 | 0.05 | 0.062 | 0.015196
2014-07-31 06:00 | 2009-07-31 | 3487:00 | 0.38 | 0.15 | 0.05 | 0.35 | 0.42 | 0.27 | 0.066176
2014-07-31 07:00 | 2009-07-31 | 3488:00 | 1.24 | 0.52 | 0.45 | 0.52 | 1.04 | 0.754 | 0.1848
2014-07-31 08:00 | 2009-07-31 | 3489:00 | 2.09 | 1.86 | 1.3 | 0.76 | 0.79 | 1.36 | 0.33333
2014-07-31 09:00 | 2009-07-31 | 3490:00 | 2.7 | 0.95 | 2.03 | 1.03 | 2.39 | 1.82 | 0.44608
2014-07-31 10:00 | 2009-07-31 | 3491:00 | 3.08 | 0.8 | 2.86 | 1.94 | 2.63 | 2.262 | 0.55441
2014-07-31 11:00 | 2009-07-31 | 3492:00 | 3.38 | 0.73 | 2.81 | 2.12 | 3.46 | 2.5 | 0.61275
2014-07-31 12:00 | 2009-07-31 | 3493:00 | 3.43 | 0.63 | 1.48 | 2.61 | 0.52 | 1.734 | 0.425
2014-07-31 13:00 | 2009-07-31 | 3494:00 | 3.25 | 0.59 | 1.23 | 1.07 | 1.22 | 1.472 | 0.36078
2014-07-31 14:00 | 2009-07-31 | 3495:00 | 2.95 | 1.19 | 1.01 | 1.64 | 0.2 | 1.398 | 0.34265
2014-07-31 15:00 | 2009-07-31 | 3496:00 | 2.4 | 1.21 | 1.14 | 1.31 | 1.36 | 1.484 | 0.36373
2014-07-31 16:00 | 2009-07-31 | 3497:00 | 1.65 | 0.76 | 2.22 | 0.74 | 1.27 | 1.328 | 0.32549
2014-07-31 17:00 | 2009-07-31 | 3498:00 | 0.72 | 0.29 | 2 | 0.7 | 0.44 | 0.83 | 0.20343
2014-07-31 18:00 | 2009-07-31 | 3499:00 | 0.16 | 0.28 | 1.03 | 0.49 | 0.19 | 0.43 | 0.10539
2014-07-31 19:00 | 2009-07-31 | 3500:00 | 0.08 | 0.06 | 0.22 | 0.2 | 0.1 | 0.132 | 0.032353
2014-07-31 20:00 | 2009-07-31 | 3501:00 | 0.04 | 0.01 | 0.18 | 0.09 | 0.02 | 0.068 | 0.016667
2014-07-31 21:00 | 2009-07-31 | 3502:00 | 0 | 0 | 0.06 | 0.01 | 0 | 0.014 | 0.0034314
2014-07-31 22:00 | 2009-07-31 | 3503:00 | 0 | 0 | 0 | 0 | 0 | 0 | 0
2014-07-31 23:00 | 2009-07-31 | 3504:00 | 0 | 0 | 0 | 0 | 0 | 0 | 0
2014-08-01 | 2009-08-01 | 3505:00 | 0 | 0 | 0 | 0 | 0 | 0 | 0
2014-08-01 01:00 | 2009-08-01 | 3506:00 | 0 | 0 | 0 | 0 | 0 | 0 | 0
2014-08-01 02:00 | 2009-08-01 | 3507:00 | 0 | 0 | 0 | 0 | 0 | 0 | 0
2014-08-01 03:00 | 2009-08-01 | 3508:00 | 0 | 0 | 0 | 0 | 0 | 0 | 0
2014-08-01 04:00 | 2009-08-01 | 3509:00 | 0 | 0 | 0 | 0 | 0 | 0 | 0
2014-08-01 05:00 | 2009-08-01 | 3510:00 | 0.04 | 0.03 | 0 | 0.03 | 0.04 | 0.028 | 0.0068627
2014-08-01 06:00 | 2009-08-01 | 3511:00 | 0.4 | 0.18 | 0.02 | 0.43 | 0.44 | 0.294 | 0.072059
2014-08-01 07:00 | 2009-08-01 | 3512:00 | 1.22 | 0.43 | 0.28 | 1.32 | 1.3 | 0.91 | 0.22304
2014-08-01 08:00 | 2009-08-01 | 3513:00 | 2.06 | 1.43 | 0.48 | 2.28 | 2.16 | 1.682 | 0.41225
2014-08-01 09:00 | 2009-08-01 | 3514:00 | 2.56 | 2.49 | 1.3 | 2.95 | 2.81 | 2.422 | 0.59363
2014-08-01 10:00 | 2009-08-01 | 3515:00 | 2.72 | 2.33 | 0.81 | 3.41 | 3.11 | 2.476 | 0.60686
2014-08-01 11:00 | 2009-08-01 | 3516:00 | 2.96 | 1.66 | 1.13 | 3.63 | 3.49 | 2.574 | 0.63088
2014-08-01 12:00 | 2009-08-01 | 3517:00 | 3.09 | 2.73 | 1.8 | 3.6 | 3.48 | 2.94 | 0.72059
2014-08-01 13:00 | 2009-08-01 | 3518:00 | 2.91 | 3.34 | 1.58 | 3.54 | 3.34 | 2.942 | 0.72108
2014-08-01 14:00 | 2009-08-01 | 3519:00 | 2.75 | 2.98 | 2.71 | 3.2 | 2.91 | 2.91 | 0.71324
2014-08-01 15:00 | 2009-08-01 | 3520:00 | 2.22 | 2.29 | 2.99 | 2.44 | 1.87 | 2.362 | 0.57892
2014-08-01 16:00 | 2009-08-01 | 3521:00 | 1.6 | 1.43 | 2.24 | 1.78 | 1.03 | 1.616 | 0.39608
2014-08-01 17:00 | 2009-08-01 | 3522:00 | 0.75 | 0.79 | 1.55 | 0.71 | 0.75 | 0.91 | 0.22304
2014-08-01 18:00 | 2009-08-01 | 3523:00 | 0.2 | 0.21 | 0.76 | 0.2 | 0.18 | 0.31 | 0.07598
2014-08-01 19:00 | 2009-08-01 | 3524:00 | 0.11 | 0.09 | 0.41 | 0.12 | 0.1 | 0.166 | 0.040686
2014-08-01 20:00 | 2009-08-01 | 3525:00 | 0.02 | 0.03 | 0.22 | 0.04 | 0.04 | 0.07 | 0.017157
2014-08-01 21:00 | 2009-08-01 | 3526:00 | 0 | 0 | 0.11 | 0 | 0 | 0.022 | 0.0053922
2014-08-01 22:00 | 2009-08-01 | 3527:00 | 0 | 0 | 0.01 | 0 | 0 | 0.002 | 0.0004902
2014-08-01 23:00 | 2009-08-01 | 3528:00 | 0 | 0 | 0 | 0 | 0 | 0 | 0
2014-08-02 | 2009-08-02 | 3529:00 | 0 | 0 | 0 | 0 | 0 | 0 | 0
2014-08-02 01:00 | 2009-08-02 | 3530:00 | 0 | 0 | 0 | 0 | 0 | 0 | 0
2014-08-02 02:00 | 2009-08-02 | 3531:00 | 0 | 0 | 0 | 0 | 0 | 0 | 0
2014-08-02 03:00 | 2009-08-02 | 3532:00 | 0 | 0 | 0 | 0 | 0 | 0 | 0
2014-08-02 04:00 | 2009-08-02 | 3533:00 | 0 | 0 | 0 | 0 | 0 | 0 | 0
2014-08-02 05:00 | 2009-08-02 | 3534:00 | 0 | 0.04 | 0 | 0.01 | 0.04 | 0.018 | 0.0044118
2014-08-02 06:00 | 2009-08-02 | 3535:00 | 0.03 | 0.17 | 0.04 | 0.12 | 0.4 | 0.152 | 0.037255
2014-08-02 07:00 | 2009-08-02 | 3536:00 | 0.09 | 0.34 | 0.43 | 0.44 | 1.25 | 0.51 | 0.125
2014-08-02 08:00 | 2009-08-02 | 3537:00 | 0.17 | 0.81 | 1.34 | 1.71 | 2.09 | 1.224 | 0.3
2014-08-02 09:00 | 2009-08-02 | 3538:00 | 0.19 | 1.39 | 2.27 | 1.44 | 2.75 | 1.608 | 0.39412
2014-08-02 10:00 | 2009-08-02 | 3539:00 | 0.42 | 3.25 | 2.93 | 0.66 | 3.16 | 2.084 | 0.51078
2014-08-02 11:00 | 2009-08-02 | 3540:00 | 0.76 | 3.37 | 2.74 | 0.89 | 3.35 | 2.222 | 0.54461
2014-08-02 12:00 | 2009-08-02 | 3541:00 | 0.65 | 3.26 | 1.81 | 1.72 | 3.33 | 2.154 | 0.52794
2014-08-02 13:00 | 2009-08-02 | 3542:00 | 0.41 | 3.14 | 2.04 | 0.89 | 3.18 | 1.932 | 0.47353
2014-08-02 14:00 | 2009-08-02 | 3543:00 | 0.97 | 2.79 | 1.52 | 0.59 | 2.87 | 1.748 | 0.42843
2014-08-02 15:00 | 2009-08-02 | 3544:00 | 1.17 | 1.7 | 1.63 | 0.45 | 2.34 | 1.458 | 0.35735
2014-08-02 16:00 | 2009-08-02 | 3545:00 | 0.59 | 0.87 | 2.38 | 0.43 | 1.62 | 1.178 | 0.28873
2014-08-02 17:00 | 2009-08-02 | 3546:00 | 0.33 | 0.52 | 1.87 | 0.41 | 0.71 | 0.768 | 0.18824
2014-08-02 18:00 | 2009-08-02 | 3547:00 | 0.19 | 0.35 | 0.93 | 0.33 | 0.16 | 0.392 | 0.096078
2014-08-02 19:00 | 2009-08-02 | 3548:00 | 0.06 | 0.19 | 0.36 | 0.17 | 0.09 | 0.174 | 0.042647
2014-08-02 20:00 | 2009-08-02 | 3549:00 | 0.02 | 0.03 | 0.19 | 0.09 | 0.04 | 0.074 | 0.018137
2014-08-02 21:00 | 2009-08-02 | 3550:00 | 0 | 0 | 0.04 | 0 | 0 | 0.008 | 0.0019608
2014-08-02 22:00 | 2009-08-02 | 3551:00 | 0 | 0 | 0 | 0 | 0 | 0 | 0
2014-08-02 23:00 | 2009-08-02 | 3552:00 | 0 | 0 | 0 | 0 | 0 | 0 | 0
2014-08-03 | 2009-08-03 | 3553:00 | 0 | 0 | 0 | 0 | 0 | 0 | 0
2014-08-03 01:00 | 2009-08-03 | 3554:00 | 0 | 0 | 0 | 0 | 0 | 0 | 0
2014-08-03 02:00 | 2009-08-03 | 3555:00 | 0 | 0 | 0 | 0 | 0 | 0 | 0
2014-08-03 03:00 | 2009-08-03 | 3556:00 | 0 | 0 | 0 | 0 | 0 | 0 | 0
2014-08-03 04:00 | 2009-08-03 | 3557:00 | 0 | 0 | 0 | 0 | 0 | 0 | 0
2014-08-03 05:00 | 2009-08-03 | 3558:00 | 0.04 | 0.04 | 0 | 0.02 | 0.03 | 0.026 | 0.0063725
2014-08-03 06:00 | 2009-08-03 | 3559:00 | 0.2 | 0.3 | 0.04 | 0.17 | 0.4 | 0.222 | 0.054412
2014-08-03 07:00 | 2009-08-03 | 3560:00 | 0.48 | 0.89 | 0.42 | 0.43 | 1.32 | 0.708 | 0.17353
2014-08-03 08:00 | 2009-08-03 | 3561:00 | 0.7 | 1.64 | 1.32 | 0.82 | 2.24 | 1.344 | 0.32941
2014-08-03 09:00 | 2009-08-03 | 3562:00 | 0.86 | 2.26 | 2.21 | 0.77 | 2.83 | 1.786 | 0.43775
2014-08-03 10:00 | 2009-08-03 | 3563:00 | 1.34 | 2.71 | 2.99 | 0.51 | 3.36 | 2.182 | 0.5348
2014-08-03 11:00 | 2009-08-03 | 3564:00 | 1.98 | 2.99 | 3.51 | 0.6 | 3.56 | 2.528 | 0.61961
2014-08-03 12:00 | 2009-08-03 | 3565:00 | 2.36 | 3.25 | 3.57 | 1.23 | 2.53 | 2.588 | 0.63431
2014-08-03 13:00 | 2009-08-03 | 3566:00 | 2.15 | 3.17 | 2.46 | 1.63 | 2.69 | 2.42 | 0.59314
2014-08-03 14:00 | 2009-08-03 | 3567:00 | 1.85 | 2.84 | 1.88 | 0.79 | 1.58 | 1.788 | 0.43824
2014-08-03 15:00 | 2009-08-03 | 3568:00 | 1.51 | 2.33 | 1.79 | 1.45 | 1.94 | 1.804 | 0.44216
2014-08-03 16:00 | 2009-08-03 | 3569:00 | 0.95 | 1.58 | 2.31 | 0.79 | 1.57 | 1.44 | 0.35294
2014-08-03 17:00 | 2009-08-03 | 3570:00 | 0.67 | 0.71 | 1.74 | 0.44 | 0.95 | 0.902 | 0.22108
2014-08-03 18:00 | 2009-08-03 | 3571:00 | 0.37 | 0.19 | 0.76 | 0.3 | 0.36 | 0.396 | 0.097059
2014-08-03 19:00 | 2009-08-03 | 3572:00 | 0.16 | 0.11 | 0.24 | 0.08 | 0.16 | 0.15 | 0.036765
2014-08-03 20:00 | 2009-08-03 | 3573:00 | 0.03 | 0.05 | 0.12 | 0.01 | 0.03 | 0.048 | 0.011765
2014-08-03 21:00 | 2009-08-03 | 3574:00 | 0 | 0 | 0.03 | 0 | 0 | 0.006 | 0.0014706
2014-08-03 22:00 | 2009-08-03 | 3575:00 | 0 | 0 | 0 | 0 | 0 | 0 | 0
2014-08-03 23:00 | 2009-08-03 | 3576:00 | 0 | 0 | 0 | 0 | 0 | 0 | 0
2014-08-04 | 2009-08-04 | 3577:00 | 0 | 0 | 0 | 0 | 0 | 0 | 0
2014-08-04 01:00 | 2009-08-04 | 3578:00 | 0 | 0 | 0 | 0 | 0 | 0 | 0
2014-08-04 02:00 | 2009-08-04 | 3579:00 | 0 | 0 | 0 | 0 | 0 | 0 | 0
2014-08-04 03:00 | 2009-08-04 | 3580:00 | 0 | 0 | 0 | 0 | 0 | 0 | 0
2014-08-04 04:00 | 2009-08-04 | 3581:00 | 0 | 0 | 0 | 0 | 0 | 0 | 0
2014-08-04 05:00 | 2009-08-04 | 3582:00 | 0.05 | 0.04 | 0 | 0.02 | 0 | 0.022 | 0.0053922
2014-08-04 06:00 | 2009-08-04 | 3583:00 | 0.34 | 0.38 | 0.02 | 0.2 | 0.09 | 0.206 | 0.05049
2014-08-04 07:00 | 2009-08-04 | 3584:00 | 0.9 | 1.22 | 0.14 | 0.46 | 0.6 | 0.664 | 0.16275
2014-08-04 08:00 | 2009-08-04 | 3585:00 | 1.87 | 2.06 | 0.39 | 0.95 | 0.81 | 1.216 | 0.29804
2014-08-04 09:00 | 2009-08-04 | 3586:00 | 2.62 | 2.77 | 0.52 | 2.89 | 2.18 | 2.196 | 0.53824
2014-08-04 10:00 | 2009-08-04 | 3587:00 | 3.18 | 3.24 | 0.71 | 3.25 | 1.8 | 2.436 | 0.59706
2014-08-04 11:00 | 2009-08-04 | 3588:00 | 3.49 | 3.43 | 0.82 | 2.51 | 1.72 | 2.394 | 0.58676
2014-08-04 12:00 | 2009-08-04 | 3589:00 | 3.55 | 3.12 | 1.22 | 2.88 | 1.46 | 2.446 | 0.59951
2014-08-04 13:00 | 2009-08-04 | 3590:00 | 3.34 | 3.33 | 1.88 | 3.39 | 1.9 | 2.768 | 0.67843
2014-08-04 14:00 | 2009-08-04 | 3591:00 | 2.96 | 2.97 | 1.42 | 2.64 | 1.05 | 2.208 | 0.54118
2014-08-04 15:00 | 2009-08-04 | 3592:00 | 2.35 | 1.71 | 1.24 | 2.31 | 1.28 | 1.778 | 0.43578
2014-08-04 16:00 | 2009-08-04 | 3593:00 | 1.56 | 1.4 | 1.16 | 1.56 | 0.75 | 1.286 | 0.3152
2014-08-04 17:00 | 2009-08-04 | 3594:00 | 0.73 | 0.66 | 0.8 | 0.56 | 0.36 | 0.622 | 0.15245
2014-08-04 18:00 | 2009-08-04 | 3595:00 | 0.27 | 0.3 | 0.42 | 0.36 | 0.32 | 0.334 | 0.081863
2014-08-04 19:00 | 2009-08-04 | 3596:00 | 0.14 | 0.13 | 0.17 | 0.19 | 0.1 | 0.146 | 0.035784
2014-08-04 20:00 | 2009-08-04 | 3597:00 | 0.05 | 0.03 | 0.19 | 0.06 | 0.05 | 0.076 | 0.018627
2014-08-04 21:00 | 2009-08-04 | 3598:00 | 0 | 0 | 0.05 | 0 | 0.01 | 0.012 | 0.0029412
2014-08-04 22:00 | 2009-08-04 | 3599:00 | 0 | 0 | 0 | 0 | 0 | 0 | 0
2014-08-04 23:00 | 2009-08-04 | 3600:00 | 0 | 0 | 0 | 0 | 0 | 0 | 0
2014-08-05 | 2009-08-05 | 3601:00 | 0 | 0 | 0 | 0 | 0 | 0 | 0
2014-08-05 01:00 | 2009-08-05 | 3602:00 | 0 | 0 | 0 | 0 | 0 | 0 | 0
2014-08-05 02:00 | 2009-08-05 | 3603:00 | 0 | 0 | 0 | 0 | 0 | 0 | 0
2014-08-05 03:00 | 2009-08-05 | 3604:00 | 0 | 0 | 0 | 0 | 0 | 0 | 0
2014-08-05 04:00 | 2009-08-05 | 3605:00 | 0 | 0 | 0 | 0 | 0 | 0 | 0
2014-08-05 05:00 | 2009-08-05 | 3606:00 | 0.05 | 0.08 | 0 | 0 | 0.05 | 0.036 | 0.0088235
2014-08-05 06:00 | 2009-08-05 | 3607:00 | 0.36 | 0.33 | 0.04 | 0.03 | 0.28 | 0.208 | 0.05098
2014-08-05 07:00 | 2009-08-05 | 3608:00 | 1.1 | 0.45 | 0.4 | 0.09 | 0.42 | 0.492 | 0.12059
2014-08-05 08:00 | 2009-08-05 | 3609:00 | 1.96 | 0.67 | 1.31 | 0.23 | 1.9 | 1.214 | 0.29755
2014-08-05 09:00 | 2009-08-05 | 3610:00 | 2.63 | 2.22 | 2.23 | 0.24 | 1.52 | 1.768 | 0.43333
2014-08-05 10:00 | 2009-08-05 | 3611:00 | 3.14 | 3.37 | 2.95 | 0.5 | 2.8 | 2.552 | 0.62549
2014-08-05 11:00 | 2009-08-05 | 3612:00 | 3.41 | 1.75 | 3.43 | 1.21 | 3.25 | 2.61 | 0.63971
2014-08-05 12:00 | 2009-08-05 | 3613:00 | 3.44 | 1.18 | 3.59 | 0.65 | 2.66 | 2.304 | 0.56471
2014-08-05 13:00 | 2009-08-05 | 3614:00 | 3.27 | 1.33 | 3.6 | 0.67 | 1.11 | 1.996 | 0.48922
2014-08-05 14:00 | 2009-08-05 | 3615:00 | 2.85 | 1.07 | 3.48 | 0.65 | 1.52 | 1.914 | 0.46912
2014-08-05 15:00 | 2009-08-05 | 3616:00 | 2.28 | 1.75 | 3.01 | 0.74 | 1.42 | 1.84 | 0.45098
2014-08-05 16:00 | 2009-08-05 | 3617:00 | 1.55 | 0.66 | 1.85 | 0.33 | 0.67 | 1.012 | 0.24804
2014-08-05 17:00 | 2009-08-05 | 3618:00 | 0.75 | 0.45 | 1.61 | 0.33 | 0.86 | 0.8 | 0.19608
2014-08-05 18:00 | 2009-08-05 | 3619:00 | 0.24 | 0.3 | 0.46 | 0.15 | 0.19 | 0.268 | 0.065686
2014-08-05 19:00 | 2009-08-05 | 3620:00 | 0.13 | 0.18 | 0.17 | 0.08 | 0.24 | 0.16 | 0.039216
2014-08-05 20:00 | 2009-08-05 | 3621:00 | 0.04 | 0.04 | 0.07 | 0.01 | 0.11 | 0.054 | 0.013235
2014-08-05 21:00 | 2009-08-05 | 3622:00 | 0 | 0 | 0 | 0 | 0 | 0 | 0
2014-08-05 22:00 | 2009-08-05 | 3623:00 | 0 | 0 | 0 | 0 | 0 | 0 | 0
2014-08-05 23:00 | 2009-08-05 | 3624:00 | 0 | 0 | 0 | 0 | 0 | 0 | 0
2014-08-06 | 2009-08-06 | 3625:00 | 0 | 0 | 0 | 0 | 0 | 0 | 0
2014-08-06 01:00 | 2009-08-06 | 3626:00 | 0 | 0 | 0 | 0 | 0 | 0 | 0
2014-08-06 02:00 | 2009-08-06 | 3627:00 | 0 | 0 | 0 | 0 | 0 | 0 | 0
2014-08-06 03:00 | 2009-08-06 | 3628:00 | 0 | 0 | 0 | 0 | 0 | 0 | 0
2014-08-06 04:00 | 2009-08-06 | 3629:00 | 0 | 0 | 0 | 0 | 0 | 0 | 0
2014-08-06 05:00 | 2009-08-06 | 3630:00 | 0.03 | 0.04 | 0 | 0.01 | 0.05 | 0.026 | 0.0063725
2014-08-06 06:00 | 2009-08-06 | 3631:00 | 0.14 | 0.37 | 0.07 | 0.11 | 0.22 | 0.182 | 0.044608
2014-08-06 07:00 | 2009-08-06 | 3632:00 | 0.73 | 1.15 | 0.14 | 0.14 | 0.85 | 0.602 | 0.14755
2014-08-06 08:00 | 2009-08-06 | 3633:00 | 1.79 | 1.65 | 0.22 | 0.4 | 2.16 | 1.244 | 0.3049
2014-08-06 09:00 | 2009-08-06 | 3634:00 | 2.67 | 1.7 | 0.55 | 0.84 | 2.79 | 1.71 | 0.41912
2014-08-06 10:00 | 2009-08-06 | 3635:00 | 1.56 | 2.44 | 0.7 | 1.77 | 3.23 | 1.94 | 0.47549
2014-08-06 11:00 | 2009-08-06 | 3636:00 | 2.32 | 1.59 | 0.89 | 2.79 | 3.46 | 2.21 | 0.54167
2014-08-06 12:00 | 2009-08-06 | 3637:00 | 2.9 | 2.31 | 1.33 | 3.47 | 3.49 | 2.7 | 0.66176
2014-08-06 13:00 | 2009-08-06 | 3638:00 | 2.7 | 2.54 | 2.66 | 2.1 | 3.35 | 2.67 | 0.65441
2014-08-06 14:00 | 2009-08-06 | 3639:00 | 0.95 | 1.24 | 3.4 | 1.78 | 3.08 | 2.09 | 0.51225
2014-08-06 15:00 | 2009-08-06 | 3640:00 | 1.41 | 1.54 | 0.92 | 1.02 | 2.68 | 1.514 | 0.37108
2014-08-06 16:00 | 2009-08-06 | 3641:00 | 1.34 | 1.42 | 1.43 | 1.27 | 1.71 | 1.434 | 0.35147
2014-08-06 17:00 | 2009-08-06 | 3642:00 | 0.55 | 0.39 | 0.84 | 0.5 | 0.97 | 0.65 | 0.15931
2014-08-06 18:00 | 2009-08-06 | 3643:00 | 0.26 | 0.15 | 0.5 | 0.37 | 0.3 | 0.316 | 0.077451
2014-08-06 19:00 | 2009-08-06 | 3644:00 | 0.26 | 0.14 | 0.35 | 0.22 | 0.02 | 0.198 | 0.048529
2014-08-06 20:00 | 2009-08-06 | 3645:00 | 0.08 | 0.07 | 0.19 | 0.05 | 0.01 | 0.08 | 0.019608
2014-08-06 21:00 | 2009-08-06 | 3646:00 | 0 | 0 | 0.06 | 0 | 0 | 0.012 | 0.0029412
2014-08-06 22:00 | 2009-08-06 | 3647:00 | 0 | 0 | 0 | 0 | 0 | 0 | 0
2014-08-06 23:00 | 2009-08-06 | 3648:00 | 0 | 0 | 0 | 0 | 0 | 0 | 0
2014-08-07 | 2009-08-07 | 3649:00 | 0 | 0 | 0 | 0 | 0 | 0 | 0
2014-08-07 01:00 | 2009-08-07 | 3650:00 | 0 | 0 | 0 | 0 | 0 | 0 | 0
2014-08-07 02:00 | 2009-08-07 | 3651:00 | 0 | 0 | 0 | 0 | 0 | 0 | 0
2014-08-07 03:00 | 2009-08-07 | 3652:00 | 0 | 0 | 0 | 0 | 0 | 0 | 0
2014-08-07 04:00 | 2009-08-07 | 3653:00 | 0 | 0 | 0 | 0 | 0 | 0 | 0
2014-08-07 05:00 | 2009-08-07 | 3654:00 | 0.01 | 0.02 | 0 | 0.01 | 0.02 | 0.012 | 0.0029412
2014-08-07 06:00 | 2009-08-07 | 3655:00 | 0.2 | 0.18 | 0.07 | 0.04 | 0.44 | 0.186 | 0.045588
2014-08-07 07:00 | 2009-08-07 | 3656:00 | 0.42 | 0.21 | 0.52 | 0.34 | 1.26 | 0.55 | 0.1348
2014-08-07 08:00 | 2009-08-07 | 3657:00 | 0.51 | 0.47 | 0.65 | 1.04 | 2.21 | 0.976 | 0.23922
2014-08-07 09:00 | 2009-08-07 | 3658:00 | 1.16 | 0.72 | 1.67 | 0.65 | 2.04 | 1.248 | 0.30588
2014-08-07 10:00 | 2009-08-07 | 3659:00 | 2.44 | 1.34 | 1.44 | 0.69 | 2.17 | 1.616 | 0.39608
2014-08-07 11:00 | 2009-08-07 | 3660:00 | 2.68 | 1.11 | 1.82 | 2.46 | 1.51 | 1.916 | 0.46961
2014-08-07 12:00 | 2009-08-07 | 3661:00 | 2.01 | 1.43 | 2.85 | 2.65 | 1.4 | 2.068 | 0.50686
2014-08-07 13:00 | 2009-08-07 | 3662:00 | 0.84 | 1.06 | 1.69 | 1.4 | 1.6 | 1.318 | 0.32304
2014-08-07 14:00 | 2009-08-07 | 3663:00 | 0.48 | 1.53 | 1.4 | 1.88 | 1.42 | 1.342 | 0.32892
2014-08-07 15:00 | 2009-08-07 | 3664:00 | 0.57 | 1.87 | 1.48 | 1.73 | 1.41 | 1.412 | 0.34608
2014-08-07 16:00 | 2009-08-07 | 3665:00 | 0.45 | 0.51 | 1.26 | 1.03 | 1.17 | 0.884 | 0.21667
2014-08-07 17:00 | 2009-08-07 | 3666:00 | 0.3 | 0.35 | 1.05 | 0.6 | 0.63 | 0.586 | 0.14363
2014-08-07 18:00 | 2009-08-07 | 3667:00 | 0.2 | 0.17 | 0.77 | 0.35 | 0.3 | 0.358 | 0.087745
2014-08-07 19:00 | 2009-08-07 | 3668:00 | 0.09 | 0.06 | 0.41 | 0.17 | 0.13 | 0.172 | 0.042157
2014-08-07 20:00 | 2009-08-07 | 3669:00 | 0.01 | 0 | 0.22 | 0.03 | 0.02 | 0.056 | 0.013725
2014-08-07 21:00 | 2009-08-07 | 3670:00 | 0 | 0 | 0.08 | 0 | 0 | 0.016 | 0.0039216
2014-08-07 22:00 | 2009-08-07 | 3671:00 | 0 | 0 | 0 | 0 | 0 | 0 | 0
2014-08-07 23:00 | 2009-08-07 | 3672:00 | 0 | 0 | 0 | 0 | 0 | 0 | 0
2014-08-08 | 2009-08-08 | 3673:00 | 0 | 0 | 0 | 0 | 0 | 0 | 0
2014-08-08 01:00 | 2009-08-08 | 3674:00 | 0 | 0 | 0 | 0 | 0 | 0 | 0
2014-08-08 02:00 | 2009-08-08 | 3675:00 | 0 | 0 | 0 | 0 | 0 | 0 | 0
2014-08-08 03:00 | 2009-08-08 | 3676:00 | 0 | 0 | 0 | 0 | 0 | 0 | 0
2014-08-08 04:00 | 2009-08-08 | 3677:00 | 0 | 0 | 0 | 0 | 0 | 0 | 0
2014-08-08 05:00 | 2009-08-08 | 3678:00 | 0.01 | 0.01 | 0 | 0.01 | 0.04 | 0.014 | 0.0034314
2014-08-08 06:00 | 2009-08-08 | 3679:00 | 0.05 | 0.06 | 0.01 | 0.18 | 0.24 | 0.108 | 0.026471
2014-08-08 07:00 | 2009-08-08 | 3680:00 | 0.18 | 0.27 | 0.06 | 0.65 | 0.56 | 0.344 | 0.084314
2014-08-08 08:00 | 2009-08-08 | 3681:00 | 0.26 | 0.51 | 0.15 | 2 | 0.36 | 0.656 | 0.16078
2014-08-08 09:00 | 2009-08-08 | 3682:00 | 0.62 | 0.23 | 0.26 | 2.87 | 0.87 | 0.97 | 0.23775
2014-08-08 10:00 | 2009-08-08 | 3683:00 | 1.93 | 0.41 | 0.57 | 3.28 | 0.91 | 1.42 | 0.34804
2014-08-08 11:00 | 2009-08-08 | 3684:00 | 2.69 | 0.52 | 1.59 | 3.32 | 1.3 | 1.884 | 0.46176
2014-08-08 12:00 | 2009-08-08 | 3685:00 | 2.13 | 1.4 | 1.37 | 3.36 | 1.63 | 1.978 | 0.4848
2014-08-08 13:00 | 2009-08-08 | 3686:00 | 1.58 | 1.32 | 1.19 | 2.68 | 0.56 | 1.466 | 0.35931
2014-08-08 14:00 | 2009-08-08 | 3687:00 | 0.81 | 2.2 | 0.92 | 3.08 | 0.49 | 1.5 | 0.36765
2014-08-08 15:00 | 2009-08-08 | 3688:00 | 1.17 | 2.22 | 1.99 | 1.75 | 0.46 | 1.518 | 0.37206
2014-08-08 16:00 | 2009-08-08 | 3689:00 | 0.93 | 1.71 | 1.17 | 0.97 | 0.71 | 1.098 | 0.26912
2014-08-08 17:00 | 2009-08-08 | 3690:00 | 0.31 | 0.59 | 0.95 | 0.48 | 0.57 | 0.58 | 0.14216
2014-08-08 18:00 | 2009-08-08 | 3691:00 | 0.25 | 0.36 | 0.41 | 0.3 | 0.24 | 0.312 | 0.076471
2014-08-08 19:00 | 2009-08-08 | 3692:00 | 0.17 | 0.12 | 0.25 | 0.08 | 0.21 | 0.166 | 0.040686
2014-08-08 20:00 | 2009-08-08 | 3693:00 | 0.04 | 0.03 | 0.13 | 0.01 | 0.03 | 0.048 | 0.011765
2014-08-08 21:00 | 2009-08-08 | 3694:00 | 0 | 0 | 0.01 | 0 | 0 | 0.002 | 0.0004902
2014-08-08 22:00 | 2009-08-08 | 3695:00 | 0 | 0 | 0 | 0 | 0 | 0 | 0
2014-08-08 23:00 | 2009-08-08 | 3696:00 | 0 | 0 | 0 | 0 | 0 | 0 | 0
2014-08-09 | 2009-08-09 | 3697:00 | 0 | 0 | 0 | 0 | 0 | 0 | 0
2014-08-09 01:00 | 2009-08-09 | 3698:00 | 0 | 0 | 0 | 0 | 0 | 0 | 0
2014-08-09 02:00 | 2009-08-09 | 3699:00 | 0 | 0 | 0 | 0 | 0 | 0 | 0
2014-08-09 03:00 | 2009-08-09 | 3700:00 | 0 | 0 | 0 | 0 | 0 | 0 | 0
2014-08-09 04:00 | 2009-08-09 | 3701:00 | 0 | 0 | 0 | 0 | 0 | 0 | 0
2014-08-09 05:00 | 2009-08-09 | 3702:00 | 0.02 | 0.06 | 0 | 0.01 | 0.02 | 0.022 | 0.0053922
2014-08-09 06:00 | 2009-08-09 | 3703:00 | 0.17 | 0.33 | 0.03 | 0.07 | 0.38 | 0.196 | 0.048039
2014-08-09 07:00 | 2009-08-09 | 3704:00 | 0.37 | 1.07 | 0.41 | 0.2 | 1.22 | 0.654 | 0.16029
2014-08-09 08:00 | 2009-08-09 | 3705:00 | 1.52 | 1.62 | 1.22 | 0.38 | 2.18 | 1.384 | 0.33922
2014-08-09 09:00 | 2009-08-09 | 3706:00 | 2.75 | 0.65 | 2.15 | 0.67 | 2.87 | 1.818 | 0.44559
2014-08-09 10:00 | 2009-08-09 | 3707:00 | 2.16 | 0.74 | 2.24 | 0.81 | 3.39 | 1.868 | 0.45784
2014-08-09 11:00 | 2009-08-09 | 3708:00 | 2.89 | 1.73 | 1.97 | 0.58 | 2.48 | 1.93 | 0.47304
2014-08-09 12:00 | 2009-08-09 | 3709:00 | 2.52 | 2.07 | 2.33 | 0.58 | 1.69 | 1.838 | 0.45049
2014-08-09 13:00 | 2009-08-09 | 3710:00 | 0.67 | 3.46 | 1.28 | 0.63 | 3.16 | 1.84 | 0.45098
2014-08-09 14:00 | 2009-08-09 | 3711:00 | 0.62 | 2.97 | 0.94 | 0.5 | 2.89 | 1.584 | 0.38824
2014-08-09 15:00 | 2009-08-09 | 3712:00 | 0.57 | 2.25 | 1.16 | 0.39 | 1.91 | 1.256 | 0.30784
2014-08-09 16:00 | 2009-08-09 | 3713:00 | 0.3 | 1.38 | 0.94 | 0.29 | 1.64 | 0.91 | 0.22304
2014-08-09 17:00 | 2009-08-09 | 3714:00 | 0.44 | 0.72 | 0.55 | 0.17 | 0.65 | 0.506 | 0.12402
2014-08-09 18:00 | 2009-08-09 | 3715:00 | 0.35 | 0.18 | 0.47 | 0.11 | 0.36 | 0.294 | 0.072059
2014-08-09 19:00 | 2009-08-09 | 3716:00 | 0.13 | 0.11 | 0.33 | 0.03 | 0.16 | 0.152 | 0.037255
2014-08-09 20:00 | 2009-08-09 | 3717:00 | 0.01 | 0 | 0.21 | 0 | 0.03 | 0.05 | 0.012255
2014-08-09 21:00 | 2009-08-09 | 3718:00 | 0 | 0 | 0.03 | 0 | 0 | 0.006 | 0.0014706
2014-08-09 22:00 | 2009-08-09 | 3719:00 | 0 | 0 | 0.01 | 0 | 0 | 0.002 | 0.0004902
2014-08-09 23:00 | 2009-08-09 | 3720:00 | 0 | 0 | 0 | 0 | 0 | 0 | 0
2014-08-10 | 2009-08-10 | 3721:00 | 0 | 0 | 0 | 0 | 0 | 0 | 0
2014-08-10 01:00 | 2009-08-10 | 3722:00 | 0 | 0 | 0 | 0 | 0 | 0 | 0
2014-08-10 02:00 | 2009-08-10 | 3723:00 | 0 | 0 | 0 | 0 | 0 | 0 | 0
2014-08-10 03:00 | 2009-08-10 | 3724:00 | 0 | 0 | 0 | 0 | 0 | 0 | 0
2014-08-10 04:00 | 2009-08-10 | 3725:00 | 0 | 0 | 0 | 0 | 0 | 0 | 0
2014-08-10 05:00 | 2009-08-10 | 3726:00 | 0 | 0.03 | 0 | 0 | 0.02 | 0.01 | 0.002451
2014-08-10 06:00 | 2009-08-10 | 3727:00 | 0.05 | 0.26 | 0.04 | 0.02 | 0.17 | 0.108 | 0.026471
2014-08-10 07:00 | 2009-08-10 | 3728:00 | 0.1 | 0.6 | 0.25 | 0.13 | 1.38 | 0.492 | 0.12059
2014-08-10 08:00 | 2009-08-10 | 3729:00 | 0.15 | 1.28 | 0.74 | 0.41 | 2 | 0.916 | 0.22451
2014-08-10 09:00 | 2009-08-10 | 3730:00 | 0.27 | 2.58 | 1.08 | 0.87 | 2.88 | 1.536 | 0.37647
2014-08-10 10:00 | 2009-08-10 | 3731:00 | 0.29 | 2.49 | 1.1 | 1.53 | 3.35 | 1.752 | 0.42941
2014-08-10 11:00 | 2009-08-10 | 3732:00 | 0.22 | 3.49 | 1.11 | 1.68 | 3.53 | 2.006 | 0.49167
2014-08-10 12:00 | 2009-08-10 | 3733:00 | 0.27 | 1.59 | 1.63 | 2.39 | 3.56 | 1.888 | 0.46275
2014-08-10 13:00 | 2009-08-10 | 3734:00 | 0.3 | 2.02 | 1.68 | 2.39 | 3.34 | 1.946 | 0.47696
2014-08-10 14:00 | 2009-08-10 | 3735:00 | 0.48 | 1.73 | 0.76 | 3.04 | 2.98 | 1.798 | 0.44069
2014-08-10 15:00 | 2009-08-10 | 3736:00 | 0.56 | 0.48 | 0.78 | 1.93 | 2.37 | 1.224 | 0.3
2014-08-10 16:00 | 2009-08-10 | 3737:00 | 0.31 | 0.38 | 1.16 | 1.67 | 1.58 | 1.02 | 0.25
2014-08-10 17:00 | 2009-08-10 | 3738:00 | 0.21 | 0.14 | 1.26 | 0.5 | 0.64 | 0.55 | 0.1348
2014-08-10 18:00 | 2009-08-10 | 3739:00 | 0.2 | 0.11 | 0.48 | 0.33 | 0.11 | 0.246 | 0.060294
2014-08-10 19:00 | 2009-08-10 | 3740:00 | 0.13 | 0.08 | 0.19 | 0.11 | 0.07 | 0.116 | 0.028431
2014-08-10 20:00 | 2009-08-10 | 3741:00 | 0.02 | 0.02 | 0.12 | 0.02 | 0.02 | 0.04 | 0.0098039
2014-08-10 21:00 | 2009-08-10 | 3742:00 | 0 | 0 | 0.03 | 0 | 0 | 0.006 | 0.0014706
2014-08-10 22:00 | 2009-08-10 | 3743:00 | 0 | 0 | 0 | 0 | 0 | 0 | 0
2014-08-10 23:00 | 2009-08-10 | 3744:00 | 0 | 0 | 0 | 0 | 0 | 0 | 0
2014-08-11 | 2009-08-11 | 3745:00 | 0 | 0 | 0 | 0 | 0 | 0 | 0
2014-08-11 01:00 | 2009-08-11 | 3746:00 | 0 | 0 | 0 | 0 | 0 | 0 | 0
2014-08-11 02:00 | 2009-08-11 | 3747:00 | 0 | 0 | 0 | 0 | 0 | 0 | 0
2014-08-11 03:00 | 2009-08-11 | 3748:00 | 0 | 0 | 0 | 0 | 0 | 0 | 0
2014-08-11 04:00 | 2009-08-11 | 3749:00 | 0 | 0 | 0 | 0 | 0 | 0 | 0
2014-08-11 05:00 | 2009-08-11 | 3750:00 | 0.03 | 0.04 | 0 | 0.01 | 0.02 | 0.02 | 0.004902
2014-08-11 06:00 | 2009-08-11 | 3751:00 | 0.41 | 0.15 | 0 | 0.09 | 0.37 | 0.204 | 0.05
2014-08-11 07:00 | 2009-08-11 | 3752:00 | 1.33 | 0.24 | 0.01 | 0.23 | 1.19 | 0.6 | 0.14706
2014-08-11 08:00 | 2009-08-11 | 3753:00 | 1.73 | 1.01 | 0.07 | 1.04 | 2.1 | 1.19 | 0.29167
2014-08-11 09:00 | 2009-08-11 | 3754:00 | 1.89 | 2.15 | 0.18 | 2.76 | 2.73 | 1.942 | 0.47598
2014-08-11 10:00 | 2009-08-11 | 3755:00 | 1.77 | 3.32 | 0.31 | 3.18 | 3.12 | 2.34 | 0.57353
2014-08-11 11:00 | 2009-08-11 | 3756:00 | 0.95 | 3.24 | 0.28 | 3.41 | 3.31 | 2.238 | 0.54853
2014-08-11 12:00 | 2009-08-11 | 3757:00 | 1.6 | 2.64 | 0.39 | 3.2 | 3.33 | 2.232 | 0.54706
2014-08-11 13:00 | 2009-08-11 | 3758:00 | 1.58 | 0.86 | 0.56 | 2.45 | 2.9 | 1.67 | 0.40931
2014-08-11 14:00 | 2009-08-11 | 3759:00 | 1.13 | 0.98 | 0.41 | 1.07 | 2.9 | 1.298 | 0.31814
2014-08-11 15:00 | 2009-08-11 | 3760:00 | 1 | 0.49 | 0.31 | 0.59 | 2.33 | 0.944 | 0.23137
2014-08-11 16:00 | 2009-08-11 | 3761:00 | 0.41 | 0.5 | 0.34 | 0.66 | 1.56 | 0.694 | 0.1701
2014-08-11 17:00 | 2009-08-11 | 3762:00 | 0.26 | 0.37 | 0.26 | 0.59 | 0.7 | 0.436 | 0.10686
2014-08-11 18:00 | 2009-08-11 | 3763:00 | 0.31 | 0.27 | 0.2 | 0.3 | 0.14 | 0.244 | 0.059804
2014-08-11 19:00 | 2009-08-11 | 3764:00 | 0.11 | 0.07 | 0.1 | 0.07 | 0.09 | 0.088 | 0.021569
2014-08-11 20:00 | 2009-08-11 | 3765:00 | 0.02 | 0.01 | 0.01 | 0.02 | 0.02 | 0.016 | 0.0039216
2014-08-11 21:00 | 2009-08-11 | 3766:00 | 0 | 0 | 0 | 0 | 0 | 0 | 0
2014-08-11 22:00 | 2009-08-11 | 3767:00 | 0 | 0 | 0 | 0 | 0 | 0 | 0
2014-08-11 23:00 | 2009-08-11 | 3768:00 | 0 | 0 | 0 | 0 | 0 | 0 | 0
2014-08-12 | 2009-08-12 | 3769:00 | 0 | 0 | 0 | 0 | 0 | 0 | 0
2014-08-12 01:00 | 2009-08-12 | 3770:00 | 0 | 0 | 0 | 0 | 0 | 0 | 0
2014-08-12 02:00 | 2009-08-12 | 3771:00 | 0 | 0 | 0 | 0 | 0 | 0 | 0
2014-08-12 03:00 | 2009-08-12 | 3772:00 | 0 | 0 | 0 | 0 | 0 | 0 | 0
2014-08-12 04:00 | 2009-08-12 | 3773:00 | 0 | 0 | 0 | 0 | 0 | 0 | 0
2014-08-12 05:00 | 2009-08-12 | 3774:00 | 0.01 | 0.02 | 0 | 0.02 | 0.02 | 0.014 | 0.0034314
2014-08-12 06:00 | 2009-08-12 | 3775:00 | 0.37 | 0.38 | 0.01 | 0.33 | 0.2 | 0.258 | 0.063235
2014-08-12 07:00 | 2009-08-12 | 3776:00 | 0.72 | 1.27 | 0.26 | 0.73 | 0.47 | 0.69 | 0.16912
2014-08-12 08:00 | 2009-08-12 | 3777:00 | 1.72 | 2.17 | 0.49 | 1.46 | 1.91 | 1.55 | 0.3799
2014-08-12 09:00 | 2009-08-12 | 3778:00 | 2.86 | 2.6 | 1.22 | 1.64 | 2.67 | 2.198 | 0.53873
2014-08-12 10:00 | 2009-08-12 | 3779:00 | 3.05 | 3.06 | 1.36 | 2.89 | 3.05 | 2.682 | 0.65735
2014-08-12 11:00 | 2009-08-12 | 3780:00 | 1.38 | 3.35 | 2.09 | 2.9 | 3.34 | 2.612 | 0.6402
2014-08-12 12:00 | 2009-08-12 | 3781:00 | 1.74 | 3.05 | 2.25 | 2.81 | 3.39 | 2.648 | 0.64902
2014-08-12 13:00 | 2009-08-12 | 3782:00 | 1.92 | 3.39 | 2.28 | 3.47 | 3.37 | 2.886 | 0.70735
2014-08-12 14:00 | 2009-08-12 | 3783:00 | 2.19 | 2.91 | 1.76 | 3.08 | 2.96 | 2.58 | 0.63235
2014-08-12 15:00 | 2009-08-12 | 3784:00 | 1.26 | 1.92 | 1.81 | 1.73 | 2.34 | 1.812 | 0.44412
2014-08-12 16:00 | 2009-08-12 | 3785:00 | 1.33 | 1.41 | 0.66 | 1.23 | 1.52 | 1.23 | 0.30147
2014-08-12 17:00 | 2009-08-12 | 3786:00 | 0.89 | 0.54 | 0.38 | 0.73 | 0.48 | 0.604 | 0.14804
2014-08-12 18:00 | 2009-08-12 | 3787:00 | 0.32 | 0.15 | 0.64 | 0.22 | 0.22 | 0.31 | 0.07598
2014-08-12 19:00 | 2009-08-12 | 3788:00 | 0.15 | 0.07 | 0.38 | 0.13 | 0.14 | 0.174 | 0.042647
2014-08-12 20:00 | 2009-08-12 | 3789:00 | 0.03 | 0.02 | 0.05 | 0.02 | 0.02 | 0.028 | 0.0068627
2014-08-12 21:00 | 2009-08-12 | 3790:00 | 0 | 0 | 0.01 | 0 | 0 | 0.002 | 0.0004902
2014-08-12 22:00 | 2009-08-12 | 3791:00 | 0 | 0 | 0 | 0 | 0 | 0 | 0
2014-08-12 23:00 | 2009-08-12 | 3792:00 | 0 | 0 | 0 | 0 | 0 | 0 | 0
2014-08-13 | 2009-08-13 | 3793:00 | 0 | 0 | 0 | 0 | 0 | 0 | 0
2014-08-13 01:00 | 2009-08-13 | 3794:00 | 0 | 0 | 0 | 0 | 0 | 0 | 0
2014-08-13 02:00 | 2009-08-13 | 3795:00 | 0 | 0 | 0 | 0 | 0 | 0 | 0
2014-08-13 03:00 | 2009-08-13 | 3796:00 | 0 | 0 | 0 | 0 | 0 | 0 | 0
2014-08-13 04:00 | 2009-08-13 | 3797:00 | 0 | 0 | 0 | 0 | 0 | 0 | 0
2014-08-13 05:00 | 2009-08-13 | 3798:00 | 0.01 | 0.01 | 0 | 0.01 | 0.02 | 0.01 | 0.002451
2014-08-13 06:00 | 2009-08-13 | 3799:00 | 0.23 | 0.33 | 0 | 0.09 | 0.32 | 0.194 | 0.047549
2014-08-13 07:00 | 2009-08-13 | 3800:00 | 0.84 | 1.06 | 0.02 | 0.3 | 1.07 | 0.658 | 0.16127
2014-08-13 08:00 | 2009-08-13 | 3801:00 | 1.93 | 1.92 | 0.18 | 0.75 | 1.94 | 1.344 | 0.32941
2014-08-13 09:00 | 2009-08-13 | 3802:00 | 2.74 | 2.64 | 0.61 | 1.15 | 2.62 | 1.952 | 0.47843
2014-08-13 10:00 | 2009-08-13 | 3803:00 | 3.25 | 2.49 | 1.37 | 0.78 | 3.07 | 2.192 | 0.53725
2014-08-13 11:00 | 2009-08-13 | 3804:00 | 3.45 | 1.96 | 1.8 | 1.1 | 3.34 | 2.33 | 0.57108
2014-08-13 12:00 | 2009-08-13 | 3805:00 | 3.19 | 2.96 | 2.13 | 1.92 | 3.37 | 2.714 | 0.6652
2014-08-13 13:00 | 2009-08-13 | 3806:00 | 3 | 1.54 | 2.52 | 2.98 | 3.22 | 2.652 | 0.65
2014-08-13 14:00 | 2009-08-13 | 3807:00 | 2.47 | 0.75 | 2.74 | 2.68 | 2.31 | 2.19 | 0.53676
2014-08-13 15:00 | 2009-08-13 | 3808:00 | 1.36 | 0.7 | 3.03 | 2.17 | 2.1 | 1.872 | 0.45882
2014-08-13 16:00 | 2009-08-13 | 3809:00 | 0.86 | 0.59 | 2.72 | 1.44 | 1.25 | 1.372 | 0.33627
2014-08-13 17:00 | 2009-08-13 | 3810:00 | 0.59 | 0.34 | 1.46 | 0.6 | 0.72 | 0.742 | 0.18186
2014-08-13 18:00 | 2009-08-13 | 3811:00 | 0.28 | 0.28 | 0.44 | 0.3 | 0.36 | 0.332 | 0.081373
2014-08-13 19:00 | 2009-08-13 | 3812:00 | 0.15 | 0.12 | 0.11 | 0.11 | 0.12 | 0.122 | 0.029902
2014-08-13 20:00 | 2009-08-13 | 3813:00 | 0.03 | 0.01 | 0.11 | 0.02 | 0.07 | 0.048 | 0.011765
2014-08-13 21:00 | 2009-08-13 | 3814:00 | 0 | 0 | 0.02 | 0 | 0 | 0.004 | 0.00098039
2014-08-13 22:00 | 2009-08-13 | 3815:00 | 0 | 0 | 0 | 0 | 0 | 0 | 0
2014-08-13 23:00 | 2009-08-13 | 3816:00 | 0 | 0 | 0 | 0 | 0 | 0 | 0
2014-08-14 | 2009-08-14 | 3817:00 | 0 | 0 | 0 | 0 | 0 | 0 | 0
2014-08-14 01:00 | 2009-08-14 | 3818:00 | 0 | 0 | 0 | 0 | 0 | 0 | 0
2014-08-14 02:00 | 2009-08-14 | 3819:00 | 0 | 0 | 0 | 0 | 0 | 0 | 0
2014-08-14 03:00 | 2009-08-14 | 3820:00 | 0 | 0 | 0 | 0 | 0 | 0 | 0
2014-08-14 04:00 | 2009-08-14 | 3821:00 | 0 | 0 | 0 | 0 | 0 | 0 | 0
2014-08-14 05:00 | 2009-08-14 | 3822:00 | 0.01 | 0.01 | 0 | 0.02 | 0.02 | 0.012 | 0.0029412
2014-08-14 06:00 | 2009-08-14 | 3823:00 | 0.17 | 0.25 | 0.03 | 0.22 | 0.31 | 0.196 | 0.048039
2014-08-14 07:00 | 2009-08-14 | 3824:00 | 0.5 | 1.22 | 0.12 | 1.13 | 1.08 | 0.81 | 0.19853
2014-08-14 08:00 | 2009-08-14 | 3825:00 | 0.91 | 2.09 | 0.3 | 2.01 | 2 | 1.462 | 0.35833
2014-08-14 09:00 | 2009-08-14 | 3826:00 | 1.28 | 2.74 | 0.48 | 2.66 | 2.38 | 1.908 | 0.46765
2014-08-14 10:00 | 2009-08-14 | 3827:00 | 2.25 | 2.88 | 0.41 | 3.11 | 2.96 | 2.322 | 0.56912
2014-08-14 11:00 | 2009-08-14 | 3828:00 | 1.7 | 2.97 | 1.24 | 3.22 | 3.24 | 2.474 | 0.60637
2014-08-14 12:00 | 2009-08-14 | 3829:00 | 1.23 | 3.29 | 1.61 | 3.4 | 3.27 | 2.56 | 0.62745
2014-08-14 13:00 | 2009-08-14 | 3830:00 | 1.08 | 3.16 | 0.71 | 3.32 | 3.11 | 2.276 | 0.55784
2014-08-14 14:00 | 2009-08-14 | 3831:00 | 1.3 | 2.85 | 1.3 | 2.88 | 2.47 | 2.16 | 0.52941
2014-08-14 15:00 | 2009-08-14 | 3832:00 | 1.09 | 2.26 | 0.93 | 2.3 | 2.29 | 1.774 | 0.4348
2014-08-14 16:00 | 2009-08-14 | 3833:00 | 0.67 | 1.54 | 0.75 | 1.41 | 1.34 | 1.142 | 0.2799
2014-08-14 17:00 | 2009-08-14 | 3834:00 | 0.39 | 0.61 | 0.55 | 0.61 | 0.69 | 0.57 | 0.13971
2014-08-14 18:00 | 2009-08-14 | 3835:00 | 0.21 | 0.11 | 0.4 | 0.21 | 0.25 | 0.236 | 0.057843
2014-08-14 19:00 | 2009-08-14 | 3836:00 | 0.1 | 0.07 | 0.15 | 0.11 | 0.08 | 0.102 | 0.025
2014-08-14 20:00 | 2009-08-14 | 3837:00 | 0.01 | 0.01 | 0.06 | 0.02 | 0.01 | 0.022 | 0.0053922
2014-08-14 21:00 | 2009-08-14 | 3838:00 | 0 | 0 | 0.01 | 0 | 0 | 0.002 | 0.0004902
2014-08-14 22:00 | 2009-08-14 | 3839:00 | 0 | 0 | 0 | 0 | 0 | 0 | 0
2014-08-14 23:00 | 2009-08-14 | 3840:00 | 0 | 0 | 0 | 0 | 0 | 0 | 0
2014-08-15 | 2009-08-15 | 3841:00 | 0 | 0 | 0 | 0 | 0 | 0 | 0
2014-08-15 01:00 | 2009-08-15 | 3842:00 | 0 | 0 | 0 | 0 | 0 | 0 | 0
2014-08-15 02:00 | 2009-08-15 | 3843:00 | 0 | 0 | 0 | 0 | 0 | 0 | 0
2014-08-15 03:00 | 2009-08-15 | 3844:00 | 0 | 0 | 0 | 0 | 0 | 0 | 0
2014-08-15 04:00 | 2009-08-15 | 3845:00 | 0 | 0 | 0 | 0 | 0 | 0 | 0
2014-08-15 05:00 | 2009-08-15 | 3846:00 | 0.02 | 0.03 | 0 | 0.02 | 0.02 | 0.018 | 0.0044118
2014-08-15 06:00 | 2009-08-15 | 3847:00 | 0.09 | 0.25 | 0 | 0.24 | 0.29 | 0.174 | 0.042647
2014-08-15 07:00 | 2009-08-15 | 3848:00 | 0.16 | 1.03 | 0.03 | 0.99 | 1.09 | 0.66 | 0.16176
2014-08-15 08:00 | 2009-08-15 | 3849:00 | 0.22 | 1.69 | 0.19 | 1.4 | 1.96 | 1.092 | 0.26765
2014-08-15 09:00 | 2009-08-15 | 3850:00 | 0.38 | 2.55 | 0.37 | 2.07 | 2.31 | 1.536 | 0.37647
2014-08-15 10:00 | 2009-08-15 | 3851:00 | 0.37 | 3.16 | 0.81 | 3.11 | 3.01 | 2.092 | 0.51275
2014-08-15 11:00 | 2009-08-15 | 3852:00 | 0.37 | 2.73 | 1.19 | 3.38 | 3.2 | 2.174 | 0.53284
2014-08-15 12:00 | 2009-08-15 | 3853:00 | 0.46 | 2.99 | 2.31 | 3.14 | 3.24 | 2.428 | 0.5951
2014-08-15 13:00 | 2009-08-15 | 3854:00 | 0.34 | 1.79 | 1.84 | 3.31 | 3.16 | 2.088 | 0.51176
2014-08-15 14:00 | 2009-08-15 | 3855:00 | 0.31 | 2.39 | 1.25 | 2.39 | 2.05 | 1.678 | 0.41127
2014-08-15 15:00 | 2009-08-15 | 3856:00 | 0.45 | 1.92 | 1.11 | 2.16 | 0.67 | 1.262 | 0.30931
2014-08-15 16:00 | 2009-08-15 | 3857:00 | 1.11 | 1.39 | 0.38 | 1.3 | 1.02 | 1.04 | 0.2549
2014-08-15 17:00 | 2009-08-15 | 3858:00 | 0.5 | 0.59 | 0.45 | 0.39 | 0.49 | 0.484 | 0.11863
2014-08-15 18:00 | 2009-08-15 | 3859:00 | 0.15 | 0.21 | 0.31 | 0.2 | 0.26 | 0.226 | 0.055392
2014-08-15 19:00 | 2009-08-15 | 3860:00 | 0.1 | 0.09 | 0.3 | 0.1 | 0.19 | 0.156 | 0.038235
2014-08-15 20:00 | 2009-08-15 | 3861:00 | 0.01 | 0.01 | 0.05 | 0.02 | 0.05 | 0.028 | 0.0068627
2014-08-15 21:00 | 2009-08-15 | 3862:00 | 0 | 0 | 0 | 0 | 0 | 0 | 0
2014-08-15 22:00 | 2009-08-15 | 3863:00 | 0 | 0 | 0 | 0 | 0 | 0 | 0
2014-08-15 23:00 | 2009-08-15 | 3864:00 | 0 | 0 | 0 | 0 | 0 | 0 | 0
2014-08-16 | 2009-08-16 | 3865:00 | 0 | 0 | 0 | 0 | 0 | 0 | 0
2014-08-16 01:00 | 2009-08-16 | 3866:00 | 0 | 0 | 0 | 0 | 0 | 0 | 0
2014-08-16 02:00 | 2009-08-16 | 3867:00 | 0 | 0 | 0 | 0 | 0 | 0 | 0
2014-08-16 03:00 | 2009-08-16 | 3868:00 | 0 | 0 | 0 | 0 | 0 | 0 | 0
2014-08-16 04:00 | 2009-08-16 | 3869:00 | 0 | 0 | 0 | 0 | 0 | 0 | 0
2014-08-16 05:00 | 2009-08-16 | 3870:00 | 0 | 0.01 | 0 | 0.01 | 0 | 0.004 | 0.00098039
2014-08-16 06:00 | 2009-08-16 | 3871:00 | 0.09 | 0.32 | 0 | 0.31 | 0.03 | 0.15 | 0.036765
2014-08-16 07:00 | 2009-08-16 | 3872:00 | 0.24 | 1.04 | 0.11 | 1.14 | 0.09 | 0.524 | 0.12843
2014-08-16 08:00 | 2009-08-16 | 3873:00 | 0.61 | 1.11 | 0.25 | 2.07 | 0.33 | 0.874 | 0.21422
2014-08-16 09:00 | 2009-08-16 | 3874:00 | 1.32 | 1.52 | 0.24 | 2.79 | 0.57 | 1.288 | 0.31569
2014-08-16 10:00 | 2009-08-16 | 3875:00 | 1.08 | 1.14 | 0.62 | 3.23 | 0.88 | 1.39 | 0.34069
2014-08-16 11:00 | 2009-08-16 | 3876:00 | 1.07 | 2.71 | 0.65 | 3.16 | 0.53 | 1.624 | 0.39804
2014-08-16 12:00 | 2009-08-16 | 3877:00 | 0.58 | 3.05 | 0.81 | 3.34 | 0.33 | 1.622 | 0.39755
2014-08-16 13:00 | 2009-08-16 | 3878:00 | 0.98 | 3.11 | 0.63 | 2.86 | 0.41 | 1.598 | 0.39167
2014-08-16 14:00 | 2009-08-16 | 3879:00 | 0.62 | 2.63 | 0.92 | 2.33 | 0.57 | 1.414 | 0.34657
2014-08-16 15:00 | 2009-08-16 | 3880:00 | 0.78 | 1.36 | 1.44 | 2.4 | 0.49 | 1.294 | 0.31716
2014-08-16 16:00 | 2009-08-16 | 3881:00 | 0.53 | 0.28 | 1.1 | 1.59 | 0.52 | 0.804 | 0.19706
2014-08-16 17:00 | 2009-08-16 | 3882:00 | 0.23 | 0.42 | 1.35 | 0.62 | 0.46 | 0.616 | 0.15098
2014-08-16 18:00 | 2009-08-16 | 3883:00 | 0.25 | 0.25 | 0.54 | 0.12 | 0.17 | 0.266 | 0.065196
2014-08-16 19:00 | 2009-08-16 | 3884:00 | 0.11 | 0.1 | 0.41 | 0.06 | 0.05 | 0.146 | 0.035784
2014-08-16 20:00 | 2009-08-16 | 3885:00 | 0.01 | 0.01 | 0.19 | 0.01 | 0 | 0.044 | 0.010784
2014-08-16 21:00 | 2009-08-16 | 3886:00 | 0 | 0 | 0.01 | 0 | 0 | 0.002 | 0.0004902
2014-08-16 22:00 | 2009-08-16 | 3887:00 | 0 | 0 | 0 | 0 | 0 | 0 | 0
2014-08-16 23:00 | 2009-08-16 | 3888:00 | 0 | 0 | 0 | 0 | 0 | 0 | 0
2014-08-17 | 2009-08-17 | 3889:00 | 0 | 0 | 0 | 0 | 0 | 0 | 0
2014-08-17 01:00 | 2009-08-17 | 3890:00 | 0 | 0 | 0 | 0 | 0 | 0 | 0
2014-08-17 02:00 | 2009-08-17 | 3891:00 | 0 | 0 | 0 | 0 | 0 | 0 | 0
2014-08-17 03:00 | 2009-08-17 | 3892:00 | 0 | 0 | 0 | 0 | 0 | 0 | 0
2014-08-17 04:00 | 2009-08-17 | 3893:00 | 0 | 0 | 0 | 0 | 0 | 0 | 0
2014-08-17 05:00 | 2009-08-17 | 3894:00 | 0 | 0.01 | 0 | 0 | 0.02 | 0.006 | 0.0014706
2014-08-17 06:00 | 2009-08-17 | 3895:00 | 0.01 | 0.1 | 0 | 0.13 | 0.14 | 0.076 | 0.018627
2014-08-17 07:00 | 2009-08-17 | 3896:00 | 0.12 | 1.02 | 0.08 | 0.43 | 0.42 | 0.414 | 0.10147
2014-08-17 08:00 | 2009-08-17 | 3897:00 | 0.28 | 2.17 | 0.56 | 0.65 | 0.83 | 0.898 | 0.2201
2014-08-17 09:00 | 2009-08-17 | 3898:00 | 0.48 | 2.65 | 1.57 | 0.59 | 1.44 | 1.346 | 0.3299
2014-08-17 10:00 | 2009-08-17 | 3899:00 | 0.63 | 3.18 | 1.96 | 0.81 | 1.1 | 1.536 | 0.37647
2014-08-17 11:00 | 2009-08-17 | 3900:00 | 0.41 | 1.92 | 1.82 | 1.24 | 0.83 | 1.244 | 0.3049
2014-08-17 12:00 | 2009-08-17 | 3901:00 | 0.32 | 0.86 | 1.84 | 2.45 | 0.99 | 1.292 | 0.31667
2014-08-17 13:00 | 2009-08-17 | 3902:00 | 0.28 | 0.31 | 1.63 | 3.15 | 3.3 | 1.734 | 0.425
2014-08-17 14:00 | 2009-08-17 | 3903:00 | 0.63 | 0.18 | 2.74 | 2.49 | 1.21 | 1.45 | 0.35539
2014-08-17 15:00 | 2009-08-17 | 3904:00 | 0.22 | 0.17 | 2.72 | 1.16 | 1.15 | 1.084 | 0.26569
2014-08-17 16:00 | 2009-08-17 | 3905:00 | 0.13 | 0.13 | 1.2 | 1.36 | 1.77 | 0.918 | 0.225
2014-08-17 17:00 | 2009-08-17 | 3906:00 | 0.15 | 0.12 | 0.45 | 0.67 | 0.56 | 0.39 | 0.095588
2014-08-17 18:00 | 2009-08-17 | 3907:00 | 0.09 | 0.13 | 0.38 | 0.24 | 0.18 | 0.204 | 0.05
2014-08-17 19:00 | 2009-08-17 | 3908:00 | 0.03 | 0.02 | 0.23 | 0.09 | 0.1 | 0.094 | 0.023039
2014-08-17 20:00 | 2009-08-17 | 3909:00 | 0 | 0 | 0.08 | 0 | 0.02 | 0.02 | 0.004902
2014-08-17 21:00 | 2009-08-17 | 3910:00 | 0 | 0 | 0.01 | 0 | 0 | 0.002 | 0.0004902
2014-08-17 22:00 | 2009-08-17 | 3911:00 | 0 | 0 | 0 | 0 | 0 | 0 | 0
2014-08-17 23:00 | 2009-08-17 | 3912:00 | 0 | 0 | 0 | 0 | 0 | 0 | 0
2014-08-18 | 2009-08-18 | 3913:00 | 0 | 0 | 0 | 0 | 0 | 0 | 0
2014-08-18 01:00 | 2009-08-18 | 3914:00 | 0 | 0 | 0 | 0 | 0 | 0 | 0
2014-08-18 02:00 | 2009-08-18 | 3915:00 | 0 | 0 | 0 | 0 | 0 | 0 | 0
2014-08-18 03:00 | 2009-08-18 | 3916:00 | 0 | 0 | 0 | 0 | 0 | 0 | 0
2014-08-18 04:00 | 2009-08-18 | 3917:00 | 0 | 0 | 0 | 0 | 0 | 0 | 0
2014-08-18 05:00 | 2009-08-18 | 3918:00 | 0.01 | 0 | 0 | 0 | 0 | 0.002 | 0.0004902
2014-08-18 06:00 | 2009-08-18 | 3919:00 | 0.28 | 0.06 | 0 | 0.17 | 0.16 | 0.134 | 0.032843
2014-08-18 07:00 | 2009-08-18 | 3920:00 | 0.98 | 0.11 | 0.1 | 0.13 | 0.82 | 0.428 | 0.1049
2014-08-18 08:00 | 2009-08-18 | 3921:00 | 2.09 | 0.28 | 0.18 | 0.32 | 1.15 | 0.804 | 0.19706
2014-08-18 09:00 | 2009-08-18 | 3922:00 | 2.51 | 0.57 | 0.43 | 0.9 | 0.8 | 1.042 | 0.25539
2014-08-18 10:00 | 2009-08-18 | 3923:00 | 3.16 | 1.23 | 2.09 | 0.82 | 0.78 | 1.616 | 0.39608
2014-08-18 11:00 | 2009-08-18 | 3924:00 | 2.38 | 0.66 | 2.92 | 2.66 | 0.73 | 1.87 | 0.45833
2014-08-18 12:00 | 2009-08-18 | 3925:00 | 3.14 | 0.26 | 2.15 | 2.61 | 1.4 | 1.912 | 0.46863
2014-08-18 13:00 | 2009-08-18 | 3926:00 | 3.03 | 0.85 | 1.77 | 3.42 | 1.22 | 2.058 | 0.50441
2014-08-18 14:00 | 2009-08-18 | 3927:00 | 3.1 | 0.35 | 0.84 | 3.06 | 2.06 | 1.882 | 0.46127
2014-08-18 15:00 | 2009-08-18 | 3928:00 | 2.64 | 0.37 | 1.34 | 2.27 | 1.82 | 1.688 | 0.41373
2014-08-18 16:00 | 2009-08-18 | 3929:00 | 1.54 | 0.35 | 2.08 | 1.52 | 0.91 | 1.28 | 0.31373
2014-08-18 17:00 | 2009-08-18 | 3930:00 | 0.72 | 0.1 | 0.83 | 0.57 | 0.65 | 0.574 | 0.14069
2014-08-18 18:00 | 2009-08-18 | 3931:00 | 0.27 | 0.07 | 0.68 | 0.13 | 0.3 | 0.29 | 0.071078
2014-08-18 19:00 | 2009-08-18 | 3932:00 | 0.14 | 0.06 | 0.34 | 0.08 | 0.09 | 0.142 | 0.034804
2014-08-18 20:00 | 2009-08-18 | 3933:00 | 0.02 | 0 | 0.1 | 0.01 | 0.01 | 0.028 | 0.0068627
2014-08-18 21:00 | 2009-08-18 | 3934:00 | 0 | 0 | 0 | 0 | 0 | 0 | 0
2014-08-18 22:00 | 2009-08-18 | 3935:00 | 0 | 0 | 0 | 0 | 0 | 0 | 0
2014-08-18 23:00 | 2009-08-18 | 3936:00 | 0 | 0 | 0 | 0 | 0 | 0 | 0
2014-08-19 | 2009-08-19 | 3937:00 | 0 | 0 | 0 | 0 | 0 | 0 | 0
2014-08-19 01:00 | 2009-08-19 | 3938:00 | 0 | 0 | 0 | 0 | 0 | 0 | 0
2014-08-19 02:00 | 2009-08-19 | 3939:00 | 0 | 0 | 0 | 0 | 0 | 0 | 0
2014-08-19 03:00 | 2009-08-19 | 3940:00 | 0 | 0 | 0 | 0 | 0 | 0 | 0
2014-08-19 04:00 | 2009-08-19 | 3941:00 | 0 | 0 | 0 | 0 | 0 | 0 | 0
2014-08-19 05:00 | 2009-08-19 | 3942:00 | 0.01 | 0 | 0 | 0.01 | 0 | 0.004 | 0.00098039
2014-08-19 06:00 | 2009-08-19 | 3943:00 | 0.3 | 0.02 | 0 | 0.12 | 0.23 | 0.134 | 0.032843
2014-08-19 07:00 | 2009-08-19 | 3944:00 | 1.17 | 0.12 | 0.03 | 0.57 | 1.16 | 0.61 | 0.14951
2014-08-19 08:00 | 2009-08-19 | 3945:00 | 2.1 | 0.16 | 0.19 | 0.5 | 0.93 | 0.776 | 0.1902
2014-08-19 09:00 | 2009-08-19 | 3946:00 | 1.79 | 0.24 | 0.27 | 1.99 | 0.77 | 1.012 | 0.24804
2014-08-19 10:00 | 2009-08-19 | 3947:00 | 2.68 | 0.38 | 0.47 | 3.42 | 0.95 | 1.58 | 0.38725
2014-08-19 11:00 | 2009-08-19 | 3948:00 | 3.02 | 0.38 | 0.33 | 3.52 | 1.62 | 1.774 | 0.4348
2014-08-19 12:00 | 2009-08-19 | 3949:00 | 1.4 | 0.58 | 0.31 | 3.64 | 1.69 | 1.524 | 0.37353
2014-08-19 13:00 | 2009-08-19 | 3950:00 | 0.9 | 0.55 | 0.46 | 3.09 | 1.09 | 1.218 | 0.29853
2014-08-19 14:00 | 2009-08-19 | 3951:00 | 0.89 | 0.39 | 0.4 | 2.35 | 1.11 | 1.028 | 0.25196
2014-08-19 15:00 | 2009-08-19 | 3952:00 | 0.66 | 0.6 | 0.27 | 1.76 | 0.65 | 0.788 | 0.19314
2014-08-19 16:00 | 2009-08-19 | 3953:00 | 0.48 | 0.42 | 0.22 | 1.53 | 0.4 | 0.61 | 0.14951
2014-08-19 17:00 | 2009-08-19 | 3954:00 | 0.3 | 0.22 | 0.17 | 0.5 | 0.31 | 0.3 | 0.073529
2014-08-19 18:00 | 2009-08-19 | 3955:00 | 0.12 | 0.11 | 0.19 | 0.18 | 0.24 | 0.168 | 0.041176
2014-08-19 19:00 | 2009-08-19 | 3956:00 | 0.03 | 0.04 | 0.17 | 0.07 | 0.06 | 0.074 | 0.018137
2014-08-19 20:00 | 2009-08-19 | 3957:00 | 0 | 0 | 0.05 | 0.01 | 0 | 0.012 | 0.0029412
2014-08-19 21:00 | 2009-08-19 | 3958:00 | 0 | 0 | 0 | 0 | 0 | 0 | 0
2014-08-19 22:00 | 2009-08-19 | 3959:00 | 0 | 0 | 0 | 0 | 0 | 0 | 0
2014-08-19 23:00 | 2009-08-19 | 3960:00 | 0 | 0 | 0 | 0 | 0 | 0 | 0
2014-08-20 | 2009-08-20 | 3961:00 | 0 | 0 | 0 | 0 | 0 | 0 | 0
2014-08-20 01:00 | 2009-08-20 | 3962:00 | 0 | 0 | 0 | 0 | 0 | 0 | 0
2014-08-20 02:00 | 2009-08-20 | 3963:00 | 0 | 0 | 0 | 0 | 0 | 0 | 0
2014-08-20 03:00 | 2009-08-20 | 3964:00 | 0 | 0 | 0 | 0 | 0 | 0 | 0
2014-08-20 04:00 | 2009-08-20 | 3965:00 | 0 | 0 | 0 | 0 | 0 | 0 | 0
2014-08-20 05:00 | 2009-08-20 | 3966:00 | 0 | 0 | 0 | 0.01 | 0.01 | 0.004 | 0.00098039
2014-08-20 06:00 | 2009-08-20 | 3967:00 | 0.02 | 0 | 0 | 0.32 | 0.23 | 0.114 | 0.027941
2014-08-20 07:00 | 2009-08-20 | 3968:00 | 0.14 | 0.03 | 0.08 | 1.18 | 1.09 | 0.504 | 0.12353
2014-08-20 08:00 | 2009-08-20 | 3969:00 | 0.3 | 0.16 | 0.19 | 1.28 | 2.11 | 0.808 | 0.19804
2014-08-20 09:00 | 2009-08-20 | 3970:00 | 0.54 | 0.2 | 0.38 | 2.45 | 2.86 | 1.286 | 0.3152
2014-08-20 10:00 | 2009-08-20 | 3971:00 | 0.65 | 0.31 | 0.69 | 3.21 | 3.16 | 1.604 | 0.39314
2014-08-20 11:00 | 2009-08-20 | 3972:00 | 0.72 | 1.71 | 0.66 | 3.57 | 3.6 | 2.052 | 0.50294
2014-08-20 12:00 | 2009-08-20 | 3973:00 | 0.52 | 0.66 | 0.7 | 3.22 | 3.61 | 1.742 | 0.42696
2014-08-20 13:00 | 2009-08-20 | 3974:00 | 0.42 | 2.36 | 1.32 | 2.44 | 3.48 | 2.004 | 0.49118
2014-08-20 14:00 | 2009-08-20 | 3975:00 | 0.3 | 1.89 | 1.99 | 3.02 | 3.06 | 2.052 | 0.50294
2014-08-20 15:00 | 2009-08-20 | 3976:00 | 0.37 | 0.18 | 0.62 | 1.46 | 1.89 | 0.904 | 0.22157
2014-08-20 16:00 | 2009-08-20 | 3977:00 | 0.29 | 1.04 | 0.53 | 0.38 | 1.29 | 0.706 | 0.17304
2014-08-20 17:00 | 2009-08-20 | 3978:00 | 0.16 | 0.46 | 0.95 | 0.33 | 0.69 | 0.518 | 0.12696
2014-08-20 18:00 | 2009-08-20 | 3979:00 | 0.12 | 0.17 | 0.4 | 0.18 | 0.17 | 0.208 | 0.05098
2014-08-20 19:00 | 2009-08-20 | 3980:00 | 0.03 | 0.09 | 0.23 | 0.01 | 0.12 | 0.096 | 0.023529
2014-08-20 20:00 | 2009-08-20 | 3981:00 | 0 | 0.01 | 0.14 | 0 | 0.01 | 0.032 | 0.0078431
2014-08-20 21:00 | 2009-08-20 | 3982:00 | 0 | 0 | 0.01 | 0 | 0 | 0.002 | 0.0004902
2014-08-20 22:00 | 2009-08-20 | 3983:00 | 0 | 0 | 0 | 0 | 0 | 0 | 0
2014-08-20 23:00 | 2009-08-20 | 3984:00 | 0 | 0 | 0 | 0 | 0 | 0 | 0
2014-08-21 | 2009-08-21 | 3985:00 | 0 | 0 | 0 | 0 | 0 | 0 | 0
2014-08-21 01:00 | 2009-08-21 | 3986:00 | 0 | 0 | 0 | 0 | 0 | 0 | 0
2014-08-21 02:00 | 2009-08-21 | 3987:00 | 0 | 0 | 0 | 0 | 0 | 0 | 0
2014-08-21 03:00 | 2009-08-21 | 3988:00 | 0 | 0 | 0 | 0 | 0 | 0 | 0
2014-08-21 04:00 | 2009-08-21 | 3989:00 | 0 | 0 | 0 | 0 | 0 | 0 | 0
2014-08-21 05:00 | 2009-08-21 | 3990:00 | 0 | 0 | 0 | 0 | 0 | 0 | 0
2014-08-21 06:00 | 2009-08-21 | 3991:00 | 0.03 | 0.04 | 0 | 0.19 | 0.07 | 0.066 | 0.016176
2014-08-21 07:00 | 2009-08-21 | 3992:00 | 0.17 | 0.42 | 0.06 | 0.63 | 0.29 | 0.314 | 0.076961
2014-08-21 08:00 | 2009-08-21 | 3993:00 | 0.48 | 0.84 | 0.5 | 1.48 | 0.82 | 0.824 | 0.20196
2014-08-21 09:00 | 2009-08-21 | 3994:00 | 0.77 | 0.65 | 1.08 | 2.23 | 0.99 | 1.144 | 0.28039
2014-08-21 10:00 | 2009-08-21 | 3995:00 | 0.99 | 2.48 | 0.87 | 2.43 | 0.76 | 1.506 | 0.36912
2014-08-21 11:00 | 2009-08-21 | 3996:00 | 0.91 | 1.57 | 1.04 | 2.27 | 0.4 | 1.238 | 0.30343
2014-08-21 12:00 | 2009-08-21 | 3997:00 | 0.98 | 1.94 | 1.57 | 1.9 | 0.4 | 1.358 | 0.33284
2014-08-21 13:00 | 2009-08-21 | 3998:00 | 0.96 | 1.54 | 2.92 | 2.38 | 0.47 | 1.654 | 0.40539
2014-08-21 14:00 | 2009-08-21 | 3999:00 | 0.85 | 0.6 | 2.12 | 2.46 | 0.36 | 1.278 | 0.31324
2014-08-21 15:00 | 2009-08-21 | 4000:00 | 1.1 | 0.51 | 1.37 | 2.34 | 0.44 | 1.152 | 0.28235
2014-08-21 16:00 | 2009-08-21 | 4001:00 | 0.49 | 0.34 | 0.92 | 0.91 | 0.56 | 0.644 | 0.15784
2014-08-21 17:00 | 2009-08-21 | 4002:00 | 0.43 | 0.11 | 0.5 | 0.51 | 0.24 | 0.358 | 0.087745
2014-08-21 18:00 | 2009-08-21 | 4003:00 | 0.23 | 0.17 | 0.36 | 0.19 | 0.17 | 0.224 | 0.054902
2014-08-21 19:00 | 2009-08-21 | 4004:00 | 0.04 | 0.08 | 0.25 | 0.06 | 0.04 | 0.094 | 0.023039
2014-08-21 20:00 | 2009-08-21 | 4005:00 | 0 | 0 | 0.09 | 0 | 0 | 0.018 | 0.0044118
2014-08-21 21:00 | 2009-08-21 | 4006:00 | 0 | 0 | 0 | 0 | 0 | 0 | 0
2014-08-21 22:00 | 2009-08-21 | 4007:00 | 0 | 0 | 0 | 0 | 0 | 0 | 0
2014-08-21 23:00 | 2009-08-21 | 4008:00 | 0 | 0 | 0 | 0 | 0 | 0 | 0
2014-08-22 | 2009-08-22 | 4009:00 | 0 | 0 | 0 | 0 | 0 | 0 | 0
2014-08-22 01:00 | 2009-08-22 | 4010:00 | 0 | 0 | 0 | 0 | 0 | 0 | 0
2014-08-22 02:00 | 2009-08-22 | 4011:00 | 0 | 0 | 0 | 0 | 0 | 0 | 0
2014-08-22 03:00 | 2009-08-22 | 4012:00 | 0 | 0 | 0 | 0 | 0 | 0 | 0
2014-08-22 04:00 | 2009-08-22 | 4013:00 | 0 | 0 | 0 | 0 | 0 | 0 | 0
2014-08-22 05:00 | 2009-08-22 | 4014:00 | 0 | 0 | 0 | 0 | 0 | 0 | 0
2014-08-22 06:00 | 2009-08-22 | 4015:00 | 0 | 0.02 | 0 | 0.05 | 0.19 | 0.052 | 0.012745
2014-08-22 07:00 | 2009-08-22 | 4016:00 | 0.05 | 0.2 | 0.18 | 0.13 | 1.06 | 0.324 | 0.079412
2014-08-22 08:00 | 2009-08-22 | 4017:00 | 0.16 | 0.43 | 0.36 | 0.42 | 2.04 | 0.682 | 0.16716
2014-08-22 09:00 | 2009-08-22 | 4018:00 | 0.27 | 0.69 | 0.93 | 0.76 | 2.75 | 1.08 | 0.26471
2014-08-22 10:00 | 2009-08-22 | 4019:00 | 0.37 | 0.71 | 1.01 | 0.75 | 3.3 | 1.228 | 0.30098
2014-08-22 11:00 | 2009-08-22 | 4020:00 | 0.56 | 0.66 | 1.03 | 1.11 | 3.53 | 1.378 | 0.33775
2014-08-22 12:00 | 2009-08-22 | 4021:00 | 0.62 | 0.97 | 1.77 | 0.84 | 2.88 | 1.416 | 0.34706
2014-08-22 13:00 | 2009-08-22 | 4022:00 | 1.16 | 0.8 | 1.03 | 0.63 | 3.49 | 1.422 | 0.34853
2014-08-22 14:00 | 2009-08-22 | 4023:00 | 0.88 | 0.79 | 0.4 | 0.39 | 2.92 | 1.076 | 0.26373
2014-08-22 15:00 | 2009-08-22 | 4024:00 | 0.77 | 0.7 | 0.86 | 0.29 | 2.43 | 1.01 | 0.24755
2014-08-22 16:00 | 2009-08-22 | 4025:00 | 0.65 | 0.7 | 0.47 | 0.21 | 1.29 | 0.664 | 0.16275
2014-08-22 17:00 | 2009-08-22 | 4026:00 | 0.3 | 0.55 | 0.63 | 0.06 | 0.39 | 0.386 | 0.094608
2014-08-22 18:00 | 2009-08-22 | 4027:00 | 0.16 | 0.28 | 0.39 | 0.02 | 0.15 | 0.2 | 0.04902
2014-08-22 19:00 | 2009-08-22 | 4028:00 | 0.03 | 0.09 | 0.25 | 0 | 0.06 | 0.086 | 0.021078
2014-08-22 20:00 | 2009-08-22 | 4029:00 | 0 | 0 | 0.08 | 0 | 0 | 0.016 | 0.0039216
2014-08-22 21:00 | 2009-08-22 | 4030:00 | 0 | 0 | 0 | 0 | 0 | 0 | 0
2014-08-22 22:00 | 2009-08-22 | 4031:00 | 0 | 0 | 0 | 0 | 0 | 0 | 0
2014-08-22 23:00 | 2009-08-22 | 4032:00 | 0 | 0 | 0 | 0 | 0 | 0 | 0
2014-08-23 | 2009-08-23 | 4033:00 | 0 | 0 | 0 | 0 | 0 | 0 | 0
2014-08-23 01:00 | 2009-08-23 | 4034:00 | 0 | 0 | 0 | 0 | 0 | 0 | 0
2014-08-23 02:00 | 2009-08-23 | 4035:00 | 0 | 0 | 0 | 0 | 0 | 0 | 0
2014-08-23 03:00 | 2009-08-23 | 4036:00 | 0 | 0 | 0 | 0 | 0 | 0 | 0
2014-08-23 04:00 | 2009-08-23 | 4037:00 | 0 | 0 | 0 | 0 | 0 | 0 | 0
2014-08-23 05:00 | 2009-08-23 | 4038:00 | 0 | 0.01 | 0 | 0 | 0 | 0.002 | 0.0004902
2014-08-23 06:00 | 2009-08-23 | 4039:00 | 0.01 | 0.27 | 0.01 | 0 | 0.16 | 0.09 | 0.022059
2014-08-23 07:00 | 2009-08-23 | 4040:00 | 0.07 | 0.73 | 0.11 | 0.01 | 0.68 | 0.32 | 0.078431
2014-08-23 08:00 | 2009-08-23 | 4041:00 | 0.2 | 1.78 | 1.07 | 0.14 | 1.24 | 0.886 | 0.21716
2014-08-23 09:00 | 2009-08-23 | 4042:00 | 0.54 | 2.12 | 0.46 | 0.41 | 0.75 | 0.856 | 0.2098
2014-08-23 10:00 | 2009-08-23 | 4043:00 | 0.99 | 3.27 | 1.54 | 0.91 | 0.42 | 1.426 | 0.34951
2014-08-23 11:00 | 2009-08-23 | 4044:00 | 0.81 | 2.5 | 1.18 | 1.64 | 0.4 | 1.306 | 0.3201
2014-08-23 12:00 | 2009-08-23 | 4045:00 | 1.48 | 1.46 | 0.88 | 1.74 | 0.54 | 1.22 | 0.29902
2014-08-23 13:00 | 2009-08-23 | 4046:00 | 1.8 | 2.45 | 1.43 | 2.4 | 0.4 | 1.696 | 0.41569
2014-08-23 14:00 | 2009-08-23 | 4047:00 | 1.07 | 2.76 | 2.14 | 2.06 | 0.43 | 1.692 | 0.41471
2014-08-23 15:00 | 2009-08-23 | 4048:00 | 1.06 | 2.02 | 2.15 | 0.79 | 0.34 | 1.272 | 0.31176
2014-08-23 16:00 | 2009-08-23 | 4049:00 | 0.65 | 1.22 | 2.12 | 0.91 | 0.25 | 1.03 | 0.25245
2014-08-23 17:00 | 2009-08-23 | 4050:00 | 0.75 | 0.38 | 0.49 | 0.69 | 0.1 | 0.482 | 0.11814
2014-08-23 18:00 | 2009-08-23 | 4051:00 | 0.25 | 0.17 | 0.4 | 0.14 | 0.09 | 0.21 | 0.051471
2014-08-23 19:00 | 2009-08-23 | 4052:00 | 0.09 | 0.05 | 0.29 | 0.05 | 0.02 | 0.1 | 0.02451
2014-08-23 20:00 | 2009-08-23 | 4053:00 | 0 | 0 | 0.04 | 0 | 0 | 0.008 | 0.0019608
2014-08-23 21:00 | 2009-08-23 | 4054:00 | 0 | 0 | 0 | 0 | 0 | 0 | 0
2014-08-23 22:00 | 2009-08-23 | 4055:00 | 0 | 0 | 0 | 0 | 0 | 0 | 0
2014-08-23 23:00 | 2009-08-23 | 4056:00 | 0 | 0 | 0 | 0 | 0 | 0 | 0
2014-08-24 | 2009-08-24 | 4057:00 | 0 | 0 | 0 | 0 | 0 | 0 | 0
2014-08-24 01:00 | 2009-08-24 | 4058:00 | 0 | 0 | 0 | 0 | 0 | 0 | 0
2014-08-24 02:00 | 2009-08-24 | 4059:00 | 0 | 0 | 0 | 0 | 0 | 0 | 0
2014-08-24 03:00 | 2009-08-24 | 4060:00 | 0 | 0 | 0 | 0 | 0 | 0 | 0
2014-08-24 04:00 | 2009-08-24 | 4061:00 | 0 | 0 | 0 | 0 | 0 | 0 | 0
2014-08-24 05:00 | 2009-08-24 | 4062:00 | 0 | 0 | 0 | 0 | 0 | 0 | 0
2014-08-24 06:00 | 2009-08-24 | 4063:00 | 0.15 | 0.01 | 0 | 0.17 | 0.07 | 0.08 | 0.019608
2014-08-24 07:00 | 2009-08-24 | 4064:00 | 0.69 | 0.06 | 0.11 | 1.12 | 0.29 | 0.454 | 0.11127
2014-08-24 08:00 | 2009-08-24 | 4065:00 | 0.82 | 0.11 | 0.65 | 2.13 | 0.65 | 0.872 | 0.21373
2014-08-24 09:00 | 2009-08-24 | 4066:00 | 0.77 | 0.28 | 0.93 | 2.86 | 0.97 | 1.162 | 0.2848
2014-08-24 10:00 | 2009-08-24 | 4067:00 | 1.8 | 0.56 | 1.58 | 3.36 | 0.84 | 1.628 | 0.39902
2014-08-24 11:00 | 2009-08-24 | 4068:00 | 0.87 | 0.88 | 2.07 | 3.58 | 1.03 | 1.686 | 0.41324
2014-08-24 12:00 | 2009-08-24 | 4069:00 | 0.8 | 0.79 | 1.17 | 3.61 | 0.59 | 1.392 | 0.34118
2014-08-24 13:00 | 2009-08-24 | 4070:00 | 0.91 | 0.94 | 0.71 | 3.26 | 0.58 | 1.28 | 0.31373
2014-08-24 14:00 | 2009-08-24 | 4071:00 | 0.95 | 1.92 | 0.94 | 2.43 | 1.37 | 1.522 | 0.37304
2014-08-24 15:00 | 2009-08-24 | 4072:00 | 0.36 | 1.45 | 0.7 | 1.74 | 0.76 | 1.002 | 0.24559
2014-08-24 16:00 | 2009-08-24 | 4073:00 | 0.15 | 1.23 | 0.43 | 0.73 | 0.59 | 0.626 | 0.15343
2014-08-24 17:00 | 2009-08-24 | 4074:00 | 0.08 | 0.37 | 0.71 | 0.25 | 0.3 | 0.342 | 0.083824
2014-08-24 18:00 | 2009-08-24 | 4075:00 | 0.05 | 0.21 | 0.51 | 0.26 | 0.1 | 0.226 | 0.055392
2014-08-24 19:00 | 2009-08-24 | 4076:00 | 0.01 | 0.05 | 0.22 | 0.09 | 0.02 | 0.078 | 0.019118
2014-08-24 20:00 | 2009-08-24 | 4077:00 | 0 | 0 | 0.08 | 0 | 0 | 0.016 | 0.0039216
2014-08-24 21:00 | 2009-08-24 | 4078:00 | 0 | 0 | 0.01 | 0 | 0 | 0.002 | 0.0004902
2014-08-24 22:00 | 2009-08-24 | 4079:00 | 0 | 0 | 0 | 0 | 0 | 0 | 0
2014-08-24 23:00 | 2009-08-24 | 4080:00 | 0 | 0 | 0 | 0 | 0 | 0 | 0
2014-08-25 | 2009-08-25 | 4081:00 | 0 | 0 | 0 | 0 | 0 | 0 | 0
2014-08-25 01:00 | 2009-08-25 | 4082:00 | 0 | 0 | 0 | 0 | 0 | 0 | 0
2014-08-25 02:00 | 2009-08-25 | 4083:00 | 0 | 0 | 0 | 0 | 0 | 0 | 0
2014-08-25 03:00 | 2009-08-25 | 4084:00 | 0 | 0 | 0 | 0 | 0 | 0 | 0
2014-08-25 04:00 | 2009-08-25 | 4085:00 | 0 | 0 | 0 | 0 | 0 | 0 | 0
2014-08-25 05:00 | 2009-08-25 | 4086:00 | 0 | 0 | 0 | 0 | 0 | 0 | 0
2014-08-25 06:00 | 2009-08-25 | 4087:00 | 0.08 | 0.05 | 0.01 | 0.02 | 0 | 0.032 | 0.0078431
2014-08-25 07:00 | 2009-08-25 | 4088:00 | 0.35 | 0.21 | 0.26 | 0.11 | 0.09 | 0.204 | 0.05
2014-08-25 08:00 | 2009-08-25 | 4089:00 | 0.51 | 0.43 | 0.61 | 0.1 | 0.16 | 0.362 | 0.088725
2014-08-25 09:00 | 2009-08-25 | 4090:00 | 0.63 | 1.41 | 1.2 | 0.3 | 0.33 | 0.774 | 0.18971
2014-08-25 10:00 | 2009-08-25 | 4091:00 | 1.29 | 2.08 | 1.84 | 0.51 | 0.41 | 1.226 | 0.30049
2014-08-25 11:00 | 2009-08-25 | 4092:00 | 1.85 | 0.88 | 2.92 | 1 | 0.56 | 1.442 | 0.35343
2014-08-25 12:00 | 2009-08-25 | 4093:00 | 1.41 | 1.39 | 2.86 | 0.65 | 1.1 | 1.482 | 0.36324
2014-08-25 13:00 | 2009-08-25 | 4094:00 | 1.28 | 2.36 | 2.57 | 0.92 | 2.57 | 1.94 | 0.47549
2014-08-25 14:00 | 2009-08-25 | 4095:00 | 2.41 | 1.04 | 2.95 | 1.06 | 2.41 | 1.974 | 0.48382
2014-08-25 15:00 | 2009-08-25 | 4096:00 | 1.52 | 1.4 | 3.19 | 0.77 | 1.81 | 1.738 | 0.42598
2014-08-25 16:00 | 2009-08-25 | 4097:00 | 0.37 | 1.43 | 2.45 | 0.5 | 1.09 | 1.168 | 0.28627
2014-08-25 17:00 | 2009-08-25 | 4098:00 | 0.64 | 0.14 | 1.68 | 0.26 | 0.42 | 0.628 | 0.15392
2014-08-25 18:00 | 2009-08-25 | 4099:00 | 0.4 | 0.13 | 0.59 | 0.09 | 0.08 | 0.258 | 0.063235
2014-08-25 19:00 | 2009-08-25 | 4100:00 | 0.09 | 0.03 | 0.24 | 0.05 | 0.04 | 0.09 | 0.022059
2014-08-25 20:00 | 2009-08-25 | 4101:00 | 0 | 0 | 0.06 | 0.01 | 0 | 0.014 | 0.0034314
2014-08-25 21:00 | 2009-08-25 | 4102:00 | 0 | 0 | 0 | 0 | 0 | 0 | 0
2014-08-25 22:00 | 2009-08-25 | 4103:00 | 0 | 0 | 0 | 0 | 0 | 0 | 0
2014-08-25 23:00 | 2009-08-25 | 4104:00 | 0 | 0 | 0 | 0 | 0 | 0 | 0
2014-08-26 | 2009-08-26 | 4105:00 | 0 | 0 | 0 | 0 | 0 | 0 | 0
2014-08-26 01:00 | 2009-08-26 | 4106:00 | 0 | 0 | 0 | 0 | 0 | 0 | 0
2014-08-26 02:00 | 2009-08-26 | 4107:00 | 0 | 0 | 0 | 0 | 0 | 0 | 0
2014-08-26 03:00 | 2009-08-26 | 4108:00 | 0 | 0 | 0 | 0 | 0 | 0 | 0
2014-08-26 04:00 | 2009-08-26 | 4109:00 | 0 | 0 | 0 | 0 | 0 | 0 | 0
2014-08-26 05:00 | 2009-08-26 | 4110:00 | 0 | 0 | 0 | 0 | 0 | 0 | 0
2014-08-26 06:00 | 2009-08-26 | 4111:00 | 0.08 | 0.12 | 0 | 0.07 | 0.01 | 0.056 | 0.013725
2014-08-26 07:00 | 2009-08-26 | 4112:00 | 0.38 | 0.34 | 0.08 | 0.55 | 0.06 | 0.282 | 0.069118
2014-08-26 08:00 | 2009-08-26 | 4113:00 | 1.57 | 0.85 | 0.7 | 2.11 | 0.1 | 1.066 | 0.26127
2014-08-26 09:00 | 2009-08-26 | 4114:00 | 2.32 | 2.03 | 1.77 | 2.83 | 0.34 | 1.858 | 0.45539
2014-08-26 10:00 | 2009-08-26 | 4115:00 | 3.32 | 2.6 | 1.5 | 3.23 | 0.71 | 2.272 | 0.55686
2014-08-26 11:00 | 2009-08-26 | 4116:00 | 3.51 | 2.01 | 1.14 | 3.51 | 1.23 | 2.28 | 0.55882
2014-08-26 12:00 | 2009-08-26 | 4117:00 | 2.7 | 2.5 | 1.42 | 3.47 | 0.85 | 2.188 | 0.53627
2014-08-26 13:00 | 2009-08-26 | 4118:00 | 1.92 | 3.45 | 2.32 | 3.27 | 0.82 | 2.356 | 0.57745
2014-08-26 14:00 | 2009-08-26 | 4119:00 | 2.03 | 2.65 | 2.68 | 2.56 | 0.87 | 2.158 | 0.52892
2014-08-26 15:00 | 2009-08-26 | 4120:00 | 1.12 | 0.35 | 2.02 | 1.77 | 1.07 | 1.266 | 0.31029
2014-08-26 16:00 | 2009-08-26 | 4121:00 | 0.86 | 1.15 | 1.39 | 1.43 | 0.78 | 1.122 | 0.275
2014-08-26 17:00 | 2009-08-26 | 4122:00 | 0.3 | 0.45 | 0.43 | 0.54 | 0.16 | 0.376 | 0.092157
2014-08-26 18:00 | 2009-08-26 | 4123:00 | 0.14 | 0.12 | 0.27 | 0.15 | 0.05 | 0.146 | 0.035784
2014-08-26 19:00 | 2009-08-26 | 4124:00 | 0.04 | 0.04 | 0.14 | 0.04 | 0 | 0.052 | 0.012745
2014-08-26 20:00 | 2009-08-26 | 4125:00 | 0 | 0 | 0.04 | 0 | 0 | 0.008 | 0.0019608
2014-08-26 21:00 | 2009-08-26 | 4126:00 | 0 | 0 | 0 | 0 | 0 | 0 | 0
2014-08-26 22:00 | 2009-08-26 | 4127:00 | 0 | 0 | 0 | 0 | 0 | 0 | 0
2014-08-26 23:00 | 2009-08-26 | 4128:00 | 0 | 0 | 0 | 0 | 0 | 0 | 0
2014-08-27 | 2009-08-27 | 4129:00 | 0 | 0 | 0 | 0 | 0 | 0 | 0
2014-08-27 01:00 | 2009-08-27 | 4130:00 | 0 | 0 | 0 | 0 | 0 | 0 | 0
2014-08-27 02:00 | 2009-08-27 | 4131:00 | 0 | 0 | 0 | 0 | 0 | 0 | 0
2014-08-27 03:00 | 2009-08-27 | 4132:00 | 0 | 0 | 0 | 0 | 0 | 0 | 0
2014-08-27 04:00 | 2009-08-27 | 4133:00 | 0 | 0 | 0 | 0 | 0 | 0 | 0
2014-08-27 05:00 | 2009-08-27 | 4134:00 | 0 | 0 | 0 | 0 | 0 | 0 | 0
2014-08-27 06:00 | 2009-08-27 | 4135:00 | 0.06 | 0.08 | 0 | 0.17 | 0.05 | 0.072 | 0.017647
2014-08-27 07:00 | 2009-08-27 | 4136:00 | 0.21 | 0.7 | 0.05 | 0.38 | 0.33 | 0.334 | 0.081863
2014-08-27 08:00 | 2009-08-27 | 4137:00 | 0.37 | 1.86 | 0.21 | 0.84 | 1.71 | 0.998 | 0.24461
2014-08-27 09:00 | 2009-08-27 | 4138:00 | 0.51 | 2.82 | 0.81 | 2.28 | 3.02 | 1.888 | 0.46275
2014-08-27 10:00 | 2009-08-27 | 4139:00 | 0.48 | 3.3 | 2.93 | 1.93 | 3.49 | 2.426 | 0.59461
2014-08-27 11:00 | 2009-08-27 | 4140:00 | 0.44 | 3.51 | 3.43 | 0.96 | 1.84 | 2.036 | 0.49902
2014-08-27 12:00 | 2009-08-27 | 4141:00 | 0.9 | 3.53 | 3.64 | 1.68 | 1.29 | 2.208 | 0.54118
2014-08-27 13:00 | 2009-08-27 | 4142:00 | 0.72 | 3.11 | 1.81 | 2.26 | 2.15 | 2.01 | 0.49265
2014-08-27 14:00 | 2009-08-27 | 4143:00 | 0.5 | 1.79 | 1.41 | 1.52 | 2.42 | 1.528 | 0.37451
2014-08-27 15:00 | 2009-08-27 | 4144:00 | 0.18 | 1.6 | 1.07 | 0.98 | 2.09 | 1.184 | 0.2902
2014-08-27 16:00 | 2009-08-27 | 4145:00 | 0.12 | 1.01 | 0.79 | 0.29 | 1.51 | 0.744 | 0.18235
2014-08-27 17:00 | 2009-08-27 | 4146:00 | 0.07 | 0.49 | 0.55 | 0.17 | 0.56 | 0.368 | 0.090196
2014-08-27 18:00 | 2009-08-27 | 4147:00 | 0.03 | 0.11 | 0.26 | 0.07 | 0.11 | 0.116 | 0.028431
2014-08-27 19:00 | 2009-08-27 | 4148:00 | 0.01 | 0.04 | 0.07 | 0 | 0.05 | 0.034 | 0.0083333
2014-08-27 20:00 | 2009-08-27 | 4149:00 | 0 | 0 | 0.02 | 0 | 0 | 0.004 | 0.00098039
2014-08-27 21:00 | 2009-08-27 | 4150:00 | 0 | 0 | 0 | 0 | 0 | 0 | 0
2014-08-27 22:00 | 2009-08-27 | 4151:00 | 0 | 0 | 0 | 0 | 0 | 0 | 0
2014-08-27 23:00 | 2009-08-27 | 4152:00 | 0 | 0 | 0 | 0 | 0 | 0 | 0
2014-08-28 | 2009-08-28 | 4153:00 | 0 | 0 | 0 | 0 | 0 | 0 | 0
2014-08-28 01:00 | 2009-08-28 | 4154:00 | 0 | 0 | 0 | 0 | 0 | 0 | 0
2014-08-28 02:00 | 2009-08-28 | 4155:00 | 0 | 0 | 0 | 0 | 0 | 0 | 0
2014-08-28 03:00 | 2009-08-28 | 4156:00 | 0 | 0 | 0 | 0 | 0 | 0 | 0
2014-08-28 04:00 | 2009-08-28 | 4157:00 | 0 | 0 | 0 | 0 | 0 | 0 | 0
2014-08-28 05:00 | 2009-08-28 | 4158:00 | 0 | 0 | 0 | 0 | 0 | 0 | 0
2014-08-28 06:00 | 2009-08-28 | 4159:00 | 0.06 | 0.17 | 0 | 0.01 | 0.03 | 0.054 | 0.013235
2014-08-28 07:00 | 2009-08-28 | 4160:00 | 0.65 | 0.99 | 0.04 | 0.25 | 0.41 | 0.468 | 0.11471
2014-08-28 08:00 | 2009-08-28 | 4161:00 | 1.62 | 1.9 | 0.11 | 0.44 | 1.91 | 1.196 | 0.29314
2014-08-28 09:00 | 2009-08-28 | 4162:00 | 2.86 | 2.62 | 0.25 | 0.44 | 2.71 | 1.776 | 0.43529
2014-08-28 10:00 | 2009-08-28 | 4163:00 | 1.91 | 2.79 | 0.58 | 1.05 | 3.18 | 1.902 | 0.46618
2014-08-28 11:00 | 2009-08-28 | 4164:00 | 1.09 | 2.91 | 0.47 | 0.98 | 1.52 | 1.394 | 0.34167
2014-08-28 12:00 | 2009-08-28 | 4165:00 | 0.93 | 3.64 | 0.57 | 1.12 | 0.95 | 1.442 | 0.35343
2014-08-28 13:00 | 2009-08-28 | 4166:00 | 1.55 | 3.46 | 0.42 | 0.74 | 0.86 | 1.406 | 0.34461
2014-08-28 14:00 | 2009-08-28 | 4167:00 | 0.96 | 3.09 | 0.39 | 0.43 | 1.59 | 1.292 | 0.31667
2014-08-28 15:00 | 2009-08-28 | 4168:00 | 0.53 | 2.45 | 0.66 | 0.47 | 1.25 | 1.072 | 0.26275
2014-08-28 16:00 | 2009-08-28 | 4169:00 | 0.3 | 1.36 | 1.02 | 0.24 | 0.74 | 0.732 | 0.17941
2014-08-28 17:00 | 2009-08-28 | 4170:00 | 0.19 | 0.47 | 0.78 | 0.27 | 0.8 | 0.502 | 0.12304
2014-08-28 18:00 | 2009-08-28 | 4171:00 | 0.06 | 0.13 | 0.34 | 0.09 | 0.18 | 0.16 | 0.039216
2014-08-28 19:00 | 2009-08-28 | 4172:00 | 0.01 | 0.07 | 0.14 | 0.05 | 0.03 | 0.06 | 0.014706
2014-08-28 20:00 | 2009-08-28 | 4173:00 | 0 | 0 | 0.03 | 0 | 0 | 0.006 | 0.0014706
2014-08-28 21:00 | 2009-08-28 | 4174:00 | 0 | 0 | 0 | 0 | 0 | 0 | 0
2014-08-28 22:00 | 2009-08-28 | 4175:00 | 0 | 0 | 0 | 0 | 0 | 0 | 0
2014-08-28 23:00 | 2009-08-28 | 4176:00 | 0 | 0 | 0 | 0 | 0 | 0 | 0
2014-08-29 | 2009-08-29 | 4177:00 | 0 | 0 | 0 | 0 | 0 | 0 | 0
2014-08-29 01:00 | 2009-08-29 | 4178:00 | 0 | 0 | 0 | 0 | 0 | 0 | 0
2014-08-29 02:00 | 2009-08-29 | 4179:00 | 0 | 0 | 0 | 0 | 0 | 0 | 0
2014-08-29 03:00 | 2009-08-29 | 4180:00 | 0 | 0 | 0 | 0 | 0 | 0 | 0
2014-08-29 04:00 | 2009-08-29 | 4181:00 | 0 | 0 | 0 | 0 | 0 | 0 | 0
2014-08-29 05:00 | 2009-08-29 | 4182:00 | 0 | 0 | 0 | 0 | 0 | 0 | 0
2014-08-29 06:00 | 2009-08-29 | 4183:00 | 0.02 | 0.02 | 0 | 0.08 | 0.12 | 0.048 | 0.011765
2014-08-29 07:00 | 2009-08-29 | 4184:00 | 0.1 | 0.16 | 0.01 | 0.41 | 0.95 | 0.326 | 0.079902
2014-08-29 08:00 | 2009-08-29 | 4185:00 | 0.53 | 0.38 | 0.04 | 1.68 | 2.09 | 0.944 | 0.23137
2014-08-29 09:00 | 2009-08-29 | 4186:00 | 0.25 | 0.75 | 0.13 | 2.99 | 2.83 | 1.39 | 0.34069
2014-08-29 10:00 | 2009-08-29 | 4187:00 | 0.15 | 0.92 | 0.15 | 3.32 | 3.33 | 1.574 | 0.38578
2014-08-29 11:00 | 2009-08-29 | 4188:00 | 0.38 | 0.73 | 0.76 | 3.59 | 3.57 | 1.806 | 0.44265
2014-08-29 12:00 | 2009-08-29 | 4189:00 | 1.28 | 1.04 | 2.11 | 3.54 | 3.6 | 2.314 | 0.56716
2014-08-29 13:00 | 2009-08-29 | 4190:00 | 1.93 | 0.79 | 2.28 | 3.39 | 3.41 | 2.36 | 0.57843
2014-08-29 14:00 | 2009-08-29 | 4191:00 | 0.67 | 0.98 | 2.68 | 2.99 | 2.99 | 2.062 | 0.50539
2014-08-29 15:00 | 2009-08-29 | 4192:00 | 0.24 | 2.3 | 1.61 | 2.36 | 2.34 | 1.77 | 0.43382
2014-08-29 16:00 | 2009-08-29 | 4193:00 | 0.4 | 1.31 | 1.34 | 1.45 | 1.31 | 1.162 | 0.2848
2014-08-29 17:00 | 2009-08-29 | 4194:00 | 0.34 | 0.53 | 1.14 | 0.51 | 0.49 | 0.602 | 0.14755
2014-08-29 18:00 | 2009-08-29 | 4195:00 | 0.21 | 0.11 | 0.56 | 0.13 | 0.08 | 0.218 | 0.053431
2014-08-29 19:00 | 2009-08-29 | 4196:00 | 0.03 | 0.03 | 0.16 | 0.04 | 0.03 | 0.058 | 0.014216
2014-08-29 20:00 | 2009-08-29 | 4197:00 | 0 | 0 | 0.03 | 0 | 0 | 0.006 | 0.0014706
2014-08-29 21:00 | 2009-08-29 | 4198:00 | 0 | 0 | 0 | 0 | 0 | 0 | 0
2014-08-29 22:00 | 2009-08-29 | 4199:00 | 0 | 0 | 0 | 0 | 0 | 0 | 0
2014-08-29 23:00 | 2009-08-29 | 4200:00 | 0 | 0 | 0 | 0 | 0 | 0 | 0
2014-08-30 | 2009-08-30 | 4201:00 | 0 | 0 | 0 | 0 | 0 | 0 | 0
2014-08-30 01:00 | 2009-08-30 | 4202:00 | 0 | 0 | 0 | 0 | 0 | 0 | 0
2014-08-30 02:00 | 2009-08-30 | 4203:00 | 0 | 0 | 0 | 0 | 0 | 0 | 0
2014-08-30 03:00 | 2009-08-30 | 4204:00 | 0 | 0 | 0 | 0 | 0 | 0 | 0
2014-08-30 04:00 | 2009-08-30 | 4205:00 | 0 | 0 | 0 | 0 | 0 | 0 | 0
2014-08-30 05:00 | 2009-08-30 | 4206:00 | 0 | 0 | 0 | 0 | 0 | 0 | 0
2014-08-30 06:00 | 2009-08-30 | 4207:00 | 0.03 | 0.11 | 0 | 0.1 | 0.11 | 0.07 | 0.017157
2014-08-30 07:00 | 2009-08-30 | 4208:00 | 0.33 | 0.86 | 0.13 | 1.04 | 1.04 | 0.68 | 0.16667
2014-08-30 08:00 | 2009-08-30 | 4209:00 | 0.67 | 0.99 | 1.01 | 1.98 | 2.04 | 1.338 | 0.32794
2014-08-30 09:00 | 2009-08-30 | 4210:00 | 2.01 | 1.84 | 2.06 | 2.85 | 2.74 | 2.3 | 0.56373
2014-08-30 10:00 | 2009-08-30 | 4211:00 | 2.68 | 2.01 | 2.75 | 3.04 | 3.19 | 2.734 | 0.6701
2014-08-30 11:00 | 2009-08-30 | 4212:00 | 2.12 | 2.63 | 3.2 | 3.52 | 3.41 | 2.976 | 0.72941
2014-08-30 12:00 | 2009-08-30 | 4213:00 | 0.42 | 2.83 | 3.44 | 3.63 | 3.41 | 2.746 | 0.67304
2014-08-30 13:00 | 2009-08-30 | 4214:00 | 0.63 | 3.22 | 3.48 | 3.45 | 3.22 | 2.8 | 0.68627
2014-08-30 14:00 | 2009-08-30 | 4215:00 | 0.91 | 2.11 | 3.11 | 3.01 | 2.34 | 2.296 | 0.56275
2014-08-30 15:00 | 2009-08-30 | 4216:00 | 1.56 | 2.15 | 0.75 | 2.35 | 0.65 | 1.492 | 0.36569
2014-08-30 16:00 | 2009-08-30 | 4217:00 | 0.97 | 1.58 | 1.11 | 1.46 | 0.79 | 1.182 | 0.28971
2014-08-30 17:00 | 2009-08-30 | 4218:00 | 0.34 | 0.59 | 0.89 | 0.47 | 0.44 | 0.546 | 0.13382
2014-08-30 18:00 | 2009-08-30 | 4219:00 | 0.15 | 0.09 | 0.53 | 0.09 | 0.17 | 0.206 | 0.05049
2014-08-30 19:00 | 2009-08-30 | 4220:00 | 0.04 | 0.03 | 0.12 | 0.03 | 0.02 | 0.048 | 0.011765
2014-08-30 20:00 | 2009-08-30 | 4221:00 | 0 | 0 | 0.05 | 0 | 0 | 0.01 | 0.002451
2014-08-30 21:00 | 2009-08-30 | 4222:00 | 0 | 0 | 0 | 0 | 0 | 0 | 0
2014-08-30 22:00 | 2009-08-30 | 4223:00 | 0 | 0 | 0 | 0 | 0 | 0 | 0
2014-08-30 23:00 | 2009-08-30 | 4224:00 | 0 | 0 | 0 | 0 | 0 | 0 | 0
2014-08-31 | 2009-08-31 | 4225:00 | 0 | 0 | 0 | 0 | 0 | 0 | 0
2014-08-31 01:00 | 2009-08-31 | 4226:00 | 0 | 0 | 0 | 0 | 0 | 0 | 0
2014-08-31 02:00 | 2009-08-31 | 4227:00 | 0 | 0 | 0 | 0 | 0 | 0 | 0
2014-08-31 03:00 | 2009-08-31 | 4228:00 | 0 | 0 | 0 | 0 | 0 | 0 | 0
2014-08-31 04:00 | 2009-08-31 | 4229:00 | 0 | 0 | 0 | 0 | 0 | 0 | 0
2014-08-31 05:00 | 2009-08-31 | 4230:00 | 0 | 0 | 0 | 0 | 0 | 0 | 0
2014-08-31 06:00 | 2009-08-31 | 4231:00 | 0.11 | 0.02 | 0 | 0.14 | 0.12 | 0.078 | 0.019118
2014-08-31 07:00 | 2009-08-31 | 4232:00 | 1.04 | 0.11 | 0.11 | 0.67 | 0.46 | 0.478 | 0.11716
2014-08-31 08:00 | 2009-08-31 | 4233:00 | 1.83 | 0.21 | 1.06 | 1.19 | 1.61 | 1.18 | 0.28922
2014-08-31 09:00 | 2009-08-31 | 4234:00 | 2.43 | 0.4 | 2.05 | 2.1 | 1.14 | 1.624 | 0.39804
2014-08-31 10:00 | 2009-08-31 | 4235:00 | 2.91 | 0.71 | 2.82 | 1.74 | 0.84 | 1.804 | 0.44216
2014-08-31 11:00 | 2009-08-31 | 4236:00 | 2.91 | 1.12 | 3.34 | 2.56 | 1.14 | 2.214 | 0.54265
2014-08-31 12:00 | 2009-08-31 | 4237:00 | 2.29 | 1.96 | 3.59 | 2.67 | 0.6 | 2.222 | 0.54461
2014-08-31 13:00 | 2009-08-31 | 4238:00 | 2.03 | 1.72 | 3.39 | 2.9 | 0.44 | 2.096 | 0.51373
2014-08-31 14:00 | 2009-08-31 | 4239:00 | 2.57 | 1.5 | 2.46 | 2.01 | 0.36 | 1.78 | 0.43627
2014-08-31 15:00 | 2009-08-31 | 4240:00 | 2.26 | 0.82 | 1.69 | 1.71 | 0.48 | 1.392 | 0.34118
2014-08-31 16:00 | 2009-08-31 | 4241:00 | 1.39 | 0.82 | 1.3 | 1.25 | 0.24 | 1 | 0.2451
2014-08-31 17:00 | 2009-08-31 | 4242:00 | 0.44 | 0.31 | 0.84 | 0.5 | 0.11 | 0.44 | 0.10784
2014-08-31 18:00 | 2009-08-31 | 4243:00 | 0.11 | 0.17 | 0.43 | 0.15 | 0.02 | 0.176 | 0.043137
2014-08-31 19:00 | 2009-08-31 | 4244:00 | 0.03 | 0.02 | 0.14 | 0.04 | 0 | 0.046 | 0.011275
2014-08-31 20:00 | 2009-08-31 | 4245:00 | 0 | 0 | 0.04 | 0 | 0 | 0.008 | 0.0019608
2014-08-31 21:00 | 2009-08-31 | 4246:00 | 0 | 0 | 0 | 0 | 0 | 0 | 0
2014-08-31 22:00 | 2009-08-31 | 4247:00 | 0 | 0 | 0 | 0 | 0 | 0 | 0
2014-08-31 23:00 | 2009-08-31 | 4248:00 | 0 | 0 | 0 | 0 | 0 | 0 | 0
2014-09-01 | 2009-09-01 | 4249:00 | 0 | 0 | 0 | 0 | 0 | 0 | 0
2014-09-01 01:00 | 2009-09-01 | 4250:00 | 0 | 0 | 0 | 0 | 0 | 0 | 0
2014-09-01 02:00 | 2009-09-01 | 4251:00 | 0 | 0 | 0 | 0 | 0 | 0 | 0
2014-09-01 03:00 | 2009-09-01 | 4252:00 | 0 | 0 | 0 | 0 | 0 | 0 | 0
2014-09-01 04:00 | 2009-09-01 | 4253:00 | 0 | 0 | 0 | 0 | 0 | 0 | 0
2014-09-01 05:00 | 2009-09-01 | 4254:00 | 0 | 0 | 0 | 0 | 0 | 0 | 0
2014-09-01 06:00 | 2009-09-01 | 4255:00 | 0.1 | 0.01 | 0 | 0.07 | 0 | 0.036 | 0.0088235
2014-09-01 07:00 | 2009-09-01 | 4256:00 | 1.07 | 0.12 | 0.01 | 0.28 | 0.03 | 0.302 | 0.07402
2014-09-01 08:00 | 2009-09-01 | 4257:00 | 1.76 | 1.12 | 0.06 | 0.78 | 0.06 | 0.756 | 0.18529
2014-09-01 09:00 | 2009-09-01 | 4258:00 | 2.22 | 1.6 | 0.23 | 1.1 | 0.2 | 1.07 | 0.26225
2014-09-01 10:00 | 2009-09-01 | 4259:00 | 2.71 | 2.61 | 0.71 | 1.39 | 0.53 | 1.59 | 0.38971
2014-09-01 11:00 | 2009-09-01 | 4260:00 | 2.77 | 0.95 | 2.49 | 0.93 | 0.62 | 1.552 | 0.38039
2014-09-01 12:00 | 2009-09-01 | 4261:00 | 3.05 | 1.74 | 2.71 | 0.28 | 1.18 | 1.792 | 0.43922
2014-09-01 13:00 | 2009-09-01 | 4262:00 | 2.48 | 1.6 | 3.34 | 0.3 | 1.56 | 1.856 | 0.4549
2014-09-01 14:00 | 2009-09-01 | 4263:00 | 2.08 | 0.91 | 3.16 | 0.3 | 0.59 | 1.408 | 0.3451
2014-09-01 15:00 | 2009-09-01 | 4264:00 | 1.9 | 1.86 | 2.48 | 0.23 | 0.92 | 1.478 | 0.36225
2014-09-01 16:00 | 2009-09-01 | 4265:00 | 1.17 | 0.69 | 1.18 | 0.18 | 0.91 | 0.826 | 0.20245
2014-09-01 17:00 | 2009-09-01 | 4266:00 | 0.56 | 0.32 | 1.28 | 0.17 | 0.52 | 0.57 | 0.13971
2014-09-01 18:00 | 2009-09-01 | 4267:00 | 0.18 | 0.15 | 0.4 | 0.04 | 0.17 | 0.188 | 0.046078
2014-09-01 19:00 | 2009-09-01 | 4268:00 | 0.05 | 0.02 | 0.11 | 0.01 | 0.04 | 0.046 | 0.011275
2014-09-01 20:00 | 2009-09-01 | 4269:00 | 0 | 0 | 0.03 | 0 | 0 | 0.006 | 0.0014706
2014-09-01 21:00 | 2009-09-01 | 4270:00 | 0 | 0 | 0 | 0 | 0 | 0 | 0
2014-09-01 22:00 | 2009-09-01 | 4271:00 | 0 | 0 | 0 | 0 | 0 | 0 | 0
2014-09-01 23:00 | 2009-09-01 | 4272:00 | 0 | 0 | 0 | 0 | 0 | 0 | 0
2014-09-02 | 2009-09-02 | 4273:00 | 0 | 0 | 0 | 0 | 0 | 0 | 0
2014-09-02 01:00 | 2009-09-02 | 4274:00 | 0 | 0 | 0 | 0 | 0 | 0 | 0
2014-09-02 02:00 | 2009-09-02 | 4275:00 | 0 | 0 | 0 | 0 | 0 | 0 | 0
2014-09-02 03:00 | 2009-09-02 | 4276:00 | 0 | 0 | 0 | 0 | 0 | 0 | 0
2014-09-02 04:00 | 2009-09-02 | 4277:00 | 0 | 0 | 0 | 0 | 0 | 0 | 0
2014-09-02 05:00 | 2009-09-02 | 4278:00 | 0 | 0 | 0 | 0 | 0 | 0 | 0
2014-09-02 06:00 | 2009-09-02 | 4279:00 | 0.09 | 0.01 | 0 | 0.04 | 0.08 | 0.044 | 0.010784
2014-09-02 07:00 | 2009-09-02 | 4280:00 | 0.86 | 0.03 | 0.11 | 0.1 | 0.79 | 0.378 | 0.092647
2014-09-02 08:00 | 2009-09-02 | 4281:00 | 1.57 | 0.06 | 0.66 | 0.65 | 1.92 | 0.972 | 0.23824
2014-09-02 09:00 | 2009-09-02 | 4282:00 | 2.75 | 0.16 | 1.02 | 2.41 | 2.75 | 1.818 | 0.44559
2014-09-02 10:00 | 2009-09-02 | 4283:00 | 3.42 | 0.47 | 2.11 | 2.2 | 3.13 | 2.266 | 0.55539
2014-09-02 11:00 | 2009-09-02 | 4284:00 | 2.85 | 0.42 | 2.26 | 1.26 | 3.23 | 2.004 | 0.49118
2014-09-02 12:00 | 2009-09-02 | 4285:00 | 2.04 | 0.19 | 1.7 | 1.19 | 3.44 | 1.712 | 0.41961
2014-09-02 13:00 | 2009-09-02 | 4286:00 | 1.53 | 0.7 | 0.94 | 1.85 | 3.28 | 1.66 | 0.40686
2014-09-02 14:00 | 2009-09-02 | 4287:00 | 1.11 | 0.66 | 0.6 | 3.05 | 2.92 | 1.668 | 0.40882
2014-09-02 15:00 | 2009-09-02 | 4288:00 | 2.31 | 0.1 | 0.39 | 2.43 | 2.26 | 1.498 | 0.36716
2014-09-02 16:00 | 2009-09-02 | 4289:00 | 1.4 | 0.08 | 0.34 | 1.57 | 1.39 | 0.956 | 0.23431
2014-09-02 17:00 | 2009-09-02 | 4290:00 | 0.59 | 0.28 | 0.13 | 0.53 | 0.41 | 0.388 | 0.095098
2014-09-02 18:00 | 2009-09-02 | 4291:00 | 0.18 | 0.14 | 0.26 | 0.09 | 0.1 | 0.154 | 0.037745
2014-09-02 19:00 | 2009-09-02 | 4292:00 | 0.03 | 0.02 | 0.24 | 0.02 | 0.03 | 0.068 | 0.016667
2014-09-02 20:00 | 2009-09-02 | 4293:00 | 0 | 0 | 0.04 | 0 | 0 | 0.008 | 0.0019608
2014-09-02 21:00 | 2009-09-02 | 4294:00 | 0 | 0 | 0 | 0 | 0 | 0 | 0
2014-09-02 22:00 | 2009-09-02 | 4295:00 | 0 | 0 | 0 | 0 | 0 | 0 | 0
2014-09-02 23:00 | 2009-09-02 | 4296:00 | 0 | 0 | 0 | 0 | 0 | 0 | 0
2014-09-03 | 2009-09-03 | 4297:00 | 0 | 0 | 0 | 0 | 0 | 0 | 0
2014-09-03 01:00 | 2009-09-03 | 4298:00 | 0 | 0 | 0 | 0 | 0 | 0 | 0
2014-09-03 02:00 | 2009-09-03 | 4299:00 | 0 | 0 | 0 | 0 | 0 | 0 | 0
2014-09-03 03:00 | 2009-09-03 | 4300:00 | 0 | 0 | 0 | 0 | 0 | 0 | 0
2014-09-03 04:00 | 2009-09-03 | 4301:00 | 0 | 0 | 0 | 0 | 0 | 0 | 0
2014-09-03 05:00 | 2009-09-03 | 4302:00 | 0 | 0 | 0 | 0 | 0 | 0 | 0
2014-09-03 06:00 | 2009-09-03 | 4303:00 | 0.01 | 0 | 0 | 0.01 | 0.02 | 0.008 | 0.0019608
2014-09-03 07:00 | 2009-09-03 | 4304:00 | 0.12 | 0.02 | 0.01 | 0.32 | 0.13 | 0.12 | 0.029412
2014-09-03 08:00 | 2009-09-03 | 4305:00 | 0.23 | 0.09 | 0.16 | 1.75 | 0.45 | 0.536 | 0.13137
2014-09-03 09:00 | 2009-09-03 | 4306:00 | 0.11 | 0.26 | 0.39 | 2.9 | 0.73 | 0.878 | 0.2152
2014-09-03 10:00 | 2009-09-03 | 4307:00 | 0.22 | 0.71 | 0.44 | 3.21 | 0.5 | 1.016 | 0.24902
2014-09-03 11:00 | 2009-09-03 | 4308:00 | 0.22 | 0.85 | 0.3 | 1.16 | 0.39 | 0.584 | 0.14314
2014-09-03 12:00 | 2009-09-03 | 4309:00 | 0.17 | 0.51 | 0.36 | 1.37 | 0.33 | 0.548 | 0.13431
2014-09-03 13:00 | 2009-09-03 | 4310:00 | 0.15 | 0.37 | 0.4 | 1.54 | 0.34 | 0.56 | 0.13725
2014-09-03 14:00 | 2009-09-03 | 4311:00 | 0.21 | 0.92 | 0.44 | 1.02 | 0.32 | 0.582 | 0.14265
2014-09-03 15:00 | 2009-09-03 | 4312:00 | 0.16 | 0.37 | 0.66 | 1.28 | 0.28 | 0.55 | 0.1348
2014-09-03 16:00 | 2009-09-03 | 4313:00 | 0.19 | 0.98 | 0.89 | 0.52 | 0.33 | 0.582 | 0.14265
2014-09-03 17:00 | 2009-09-03 | 4314:00 | 0.16 | 0.41 | 0.73 | 0.34 | 0.44 | 0.416 | 0.10196
2014-09-03 18:00 | 2009-09-03 | 4315:00 | 0.14 | 0.09 | 0.22 | 0.12 | 0.2 | 0.154 | 0.037745
2014-09-03 19:00 | 2009-09-03 | 4316:00 | 0.01 | 0 | 0.11 | 0.01 | 0.03 | 0.032 | 0.0078431
2014-09-03 20:00 | 2009-09-03 | 4317:00 | 0 | 0 | 0.01 | 0 | 0 | 0.002 | 0.0004902
2014-09-03 21:00 | 2009-09-03 | 4318:00 | 0 | 0 | 0 | 0 | 0 | 0 | 0
2014-09-03 22:00 | 2009-09-03 | 4319:00 | 0 | 0 | 0 | 0 | 0 | 0 | 0
2014-09-03 23:00 | 2009-09-03 | 4320:00 | 0 | 0 | 0 | 0 | 0 | 0 | 0
2014-09-04 | 2009-09-04 | 4321:00 | 0 | 0 | 0 | 0 | 0 | 0 | 0
2014-09-04 01:00 | 2009-09-04 | 4322:00 | 0 | 0 | 0 | 0 | 0 | 0 | 0
2014-09-04 02:00 | 2009-09-04 | 4323:00 | 0 | 0 | 0 | 0 | 0 | 0 | 0
2014-09-04 03:00 | 2009-09-04 | 4324:00 | 0 | 0 | 0 | 0 | 0 | 0 | 0
2014-09-04 04:00 | 2009-09-04 | 4325:00 | 0 | 0 | 0 | 0 | 0 | 0 | 0
2014-09-04 05:00 | 2009-09-04 | 4326:00 | 0 | 0 | 0 | 0 | 0 | 0 | 0
2014-09-04 06:00 | 2009-09-04 | 4327:00 | 0 | 0.02 | 0 | 0.02 | 0.02 | 0.012 | 0.0029412
2014-09-04 07:00 | 2009-09-04 | 4328:00 | 0.06 | 0.31 | 0.04 | 0.63 | 0.34 | 0.276 | 0.067647
2014-09-04 08:00 | 2009-09-04 | 4329:00 | 0.13 | 1.35 | 0.44 | 1.05 | 0.8 | 0.754 | 0.1848
2014-09-04 09:00 | 2009-09-04 | 4330:00 | 0.21 | 1.13 | 2.06 | 2.11 | 1.37 | 1.376 | 0.33725
2014-09-04 10:00 | 2009-09-04 | 4331:00 | 0.75 | 1.8 | 1.23 | 3.22 | 3.5 | 2.1 | 0.51471
2014-09-04 11:00 | 2009-09-04 | 4332:00 | 0.29 | 3.01 | 2.74 | 3.45 | 3.46 | 2.59 | 0.6348
2014-09-04 12:00 | 2009-09-04 | 4333:00 | 0.81 | 3.45 | 1.45 | 1.84 | 3.13 | 2.136 | 0.52353
2014-09-04 13:00 | 2009-09-04 | 4334:00 | 2.25 | 3.33 | 0.71 | 3.05 | 2.68 | 2.404 | 0.58922
2014-09-04 14:00 | 2009-09-04 | 4335:00 | 1.32 | 2.91 | 0.93 | 2.72 | 1.94 | 1.964 | 0.48137
2014-09-04 15:00 | 2009-09-04 | 4336:00 | 1.48 | 2.26 | 1.04 | 2.01 | 0.83 | 1.524 | 0.37353
2014-09-04 16:00 | 2009-09-04 | 4337:00 | 1.33 | 1.36 | 1.26 | 1.4 | 0.51 | 1.172 | 0.28725
2014-09-04 17:00 | 2009-09-04 | 4338:00 | 0.49 | 0.21 | 1.07 | 0.38 | 0.34 | 0.498 | 0.12206
2014-09-04 18:00 | 2009-09-04 | 4339:00 | 0.15 | 0.07 | 0.58 | 0.12 | 0.12 | 0.208 | 0.05098
2014-09-04 19:00 | 2009-09-04 | 4340:00 | 0.02 | 0.01 | 0.14 | 0.01 | 0.01 | 0.038 | 0.0093137
2014-09-04 20:00 | 2009-09-04 | 4341:00 | 0 | 0 | 0.01 | 0 | 0 | 0.002 | 0.0004902
2014-09-04 21:00 | 2009-09-04 | 4342:00 | 0 | 0 | 0 | 0 | 0 | 0 | 0
2014-09-04 22:00 | 2009-09-04 | 4343:00 | 0 | 0 | 0 | 0 | 0 | 0 | 0
2014-09-04 23:00 | 2009-09-04 | 4344:00 | 0 | 0 | 0 | 0 | 0 | 0 | 0
2014-09-05 | 2009-09-05 | 4345:00 | 0 | 0 | 0 | 0 | 0 | 0 | 0
2014-09-05 01:00 | 2009-09-05 | 4346:00 | 0 | 0 | 0 | 0 | 0 | 0 | 0
2014-09-05 02:00 | 2009-09-05 | 4347:00 | 0 | 0 | 0 | 0 | 0 | 0 | 0
2014-09-05 03:00 | 2009-09-05 | 4348:00 | 0 | 0 | 0 | 0 | 0 | 0 | 0
2014-09-05 04:00 | 2009-09-05 | 4349:00 | 0 | 0 | 0 | 0 | 0 | 0 | 0
2014-09-05 05:00 | 2009-09-05 | 4350:00 | 0 | 0 | 0 | 0 | 0 | 0 | 0
2014-09-05 06:00 | 2009-09-05 | 4351:00 | 0.03 | 0.04 | 0 | 0.01 | 0.04 | 0.024 | 0.0058824
2014-09-05 07:00 | 2009-09-05 | 4352:00 | 0.14 | 0.07 | 0.02 | 0.33 | 0.98 | 0.308 | 0.07549
2014-09-05 08:00 | 2009-09-05 | 4353:00 | 0.26 | 0.11 | 0.24 | 0.87 | 2.01 | 0.698 | 0.17108
2014-09-05 09:00 | 2009-09-05 | 4354:00 | 1.19 | 0.24 | 0.68 | 0.67 | 2.74 | 1.104 | 0.27059
2014-09-05 10:00 | 2009-09-05 | 4355:00 | 1.69 | 0.25 | 1.04 | 0.99 | 3.18 | 1.43 | 0.35049
2014-09-05 11:00 | 2009-09-05 | 4356:00 | 2.2 | 0.29 | 2.06 | 1.33 | 3.38 | 1.852 | 0.45392
2014-09-05 12:00 | 2009-09-05 | 4357:00 | 3.35 | 0.25 | 2.76 | 2.01 | 3.43 | 2.36 | 0.57843
2014-09-05 13:00 | 2009-09-05 | 4358:00 | 2.29 | 0.32 | 1.84 | 1.83 | 3.33 | 1.922 | 0.47108
2014-09-05 14:00 | 2009-09-05 | 4359:00 | 1.05 | 0.69 | 1.67 | 1.21 | 2.95 | 1.514 | 0.37108
2014-09-05 15:00 | 2009-09-05 | 4360:00 | 0.81 | 0.48 | 0.93 | 0.5 | 2.29 | 1.002 | 0.24559
2014-09-05 16:00 | 2009-09-05 | 4361:00 | 0.93 | 0.55 | 0.41 | 0.47 | 1.21 | 0.714 | 0.175
2014-09-05 17:00 | 2009-09-05 | 4362:00 | 0.31 | 0.4 | 0.27 | 0.43 | 0.46 | 0.374 | 0.091667
2014-09-05 18:00 | 2009-09-05 | 4363:00 | 0.1 | 0.1 | 0.12 | 0.11 | 0.13 | 0.112 | 0.027451
2014-09-05 19:00 | 2009-09-05 | 4364:00 | 0.01 | 0.01 | 0.03 | 0.02 | 0.01 | 0.016 | 0.0039216
2014-09-05 20:00 | 2009-09-05 | 4365:00 | 0 | 0 | 0 | 0 | 0 | 0 | 0
2014-09-05 21:00 | 2009-09-05 | 4366:00 | 0 | 0 | 0 | 0 | 0 | 0 | 0
2014-09-05 22:00 | 2009-09-05 | 4367:00 | 0 | 0 | 0 | 0 | 0 | 0 | 0
2014-09-05 23:00 | 2009-09-05 | 4368:00 | 0 | 0 | 0 | 0 | 0 | 0 | 0
2014-09-06 | 2009-09-06 | 4369:00 | 0 | 0 | 0 | 0 | 0 | 0 | 0
2014-09-06 01:00 | 2009-09-06 | 4370:00 | 0 | 0 | 0 | 0 | 0 | 0 | 0
2014-09-06 02:00 | 2009-09-06 | 4371:00 | 0 | 0 | 0 | 0 | 0 | 0 | 0
2014-09-06 03:00 | 2009-09-06 | 4372:00 | 0 | 0 | 0 | 0 | 0 | 0 | 0
2014-09-06 04:00 | 2009-09-06 | 4373:00 | 0 | 0 | 0 | 0 | 0 | 0 | 0
2014-09-06 05:00 | 2009-09-06 | 4374:00 | 0 | 0 | 0 | 0 | 0 | 0 | 0
2014-09-06 06:00 | 2009-09-06 | 4375:00 | 0 | 0 | 0 | 0.03 | 0.01 | 0.008 | 0.0019608
2014-09-06 07:00 | 2009-09-06 | 4376:00 | 0.22 | 0.02 | 0.04 | 0.99 | 0.17 | 0.288 | 0.070588
2014-09-06 08:00 | 2009-09-06 | 4377:00 | 0.91 | 0.18 | 1.02 | 2.02 | 0.61 | 0.948 | 0.23235
2014-09-06 09:00 | 2009-09-06 | 4378:00 | 1.61 | 0.22 | 2.06 | 2.23 | 0.32 | 1.288 | 0.31569
2014-09-06 10:00 | 2009-09-06 | 4379:00 | 2.7 | 0.45 | 2.86 | 3 | 0.43 | 1.888 | 0.46275
2014-09-06 11:00 | 2009-09-06 | 4380:00 | 3.21 | 0.41 | 3.44 | 3.23 | 1.94 | 2.446 | 0.59951
2014-09-06 12:00 | 2009-09-06 | 4381:00 | 3.35 | 0.62 | 3.18 | 2.52 | 0.83 | 2.1 | 0.51471
2014-09-06 13:00 | 2009-09-06 | 4382:00 | 1.69 | 1.41 | 3.62 | 2.9 | 0.82 | 2.088 | 0.51176
2014-09-06 14:00 | 2009-09-06 | 4383:00 | 0.99 | 1.56 | 3.46 | 3.12 | 0.68 | 1.962 | 0.48088
2014-09-06 15:00 | 2009-09-06 | 4384:00 | 0.5 | 2.02 | 3.08 | 2.68 | 0.55 | 1.766 | 0.43284
2014-09-06 16:00 | 2009-09-06 | 4385:00 | 0.37 | 0.52 | 2.42 | 1.7 | 0.43 | 1.088 | 0.26667
2014-09-06 17:00 | 2009-09-06 | 4386:00 | 0.19 | 0.38 | 1.42 | 0.43 | 0.26 | 0.536 | 0.13137
2014-09-06 18:00 | 2009-09-06 | 4387:00 | 0.09 | 0.15 | 0.45 | 0.12 | 0.12 | 0.186 | 0.045588
2014-09-06 19:00 | 2009-09-06 | 4388:00 | 0.01 | 0.02 | 0.08 | 0.01 | 0.02 | 0.028 | 0.0068627
2014-09-06 20:00 | 2009-09-06 | 4389:00 | 0 | 0 | 0.01 | 0 | 0 | 0.002 | 0.0004902
2014-09-06 21:00 | 2009-09-06 | 4390:00 | 0 | 0 | 0 | 0 | 0 | 0 | 0
2014-09-06 22:00 | 2009-09-06 | 4391:00 | 0 | 0 | 0 | 0 | 0 | 0 | 0
2014-09-06 23:00 | 2009-09-06 | 4392:00 | 0 | 0 | 0 | 0 | 0 | 0 | 0
2014-09-07 | 2009-09-07 | 4393:00 | 0 | 0 | 0 | 0 | 0 | 0 | 0
2014-09-07 01:00 | 2009-09-07 | 4394:00 | 0 | 0 | 0 | 0 | 0 | 0 | 0
2014-09-07 02:00 | 2009-09-07 | 4395:00 | 0 | 0 | 0 | 0 | 0 | 0 | 0
2014-09-07 03:00 | 2009-09-07 | 4396:00 | 0 | 0 | 0 | 0 | 0 | 0 | 0
2014-09-07 04:00 | 2009-09-07 | 4397:00 | 0 | 0 | 0 | 0 | 0 | 0 | 0
2014-09-07 05:00 | 2009-09-07 | 4398:00 | 0 | 0 | 0 | 0 | 0 | 0 | 0
2014-09-07 06:00 | 2009-09-07 | 4399:00 | 0.01 | 0.01 | 0 | 0.01 | 0.01 | 0.008 | 0.0019608
2014-09-07 07:00 | 2009-09-07 | 4400:00 | 0.17 | 0.48 | 0.03 | 0.1 | 0.63 | 0.282 | 0.069118
2014-09-07 08:00 | 2009-09-07 | 4401:00 | 0.54 | 1.91 | 0.99 | 0.17 | 0.77 | 0.876 | 0.21471
2014-09-07 09:00 | 2009-09-07 | 4402:00 | 0.86 | 2.2 | 2.06 | 0.18 | 0.86 | 1.232 | 0.30196
2014-09-07 10:00 | 2009-09-07 | 4403:00 | 1.04 | 3.29 | 2.66 | 0.35 | 0.51 | 1.57 | 0.3848
2014-09-07 11:00 | 2009-09-07 | 4404:00 | 1.78 | 3.55 | 3.41 | 0.52 | 0.81 | 2.014 | 0.49363
2014-09-07 12:00 | 2009-09-07 | 4405:00 | 2.38 | 3.39 | 3.64 | 0.48 | 0.53 | 2.084 | 0.51078
2014-09-07 13:00 | 2009-09-07 | 4406:00 | 3.18 | 2.73 | 2.55 | 0.35 | 0.93 | 1.948 | 0.47745
2014-09-07 14:00 | 2009-09-07 | 4407:00 | 2.2 | 1.33 | 1.12 | 0.29 | 0.83 | 1.154 | 0.28284
2014-09-07 15:00 | 2009-09-07 | 4408:00 | 1.47 | 0.7 | 1.15 | 0.19 | 0.34 | 0.77 | 0.18873
2014-09-07 16:00 | 2009-09-07 | 4409:00 | 0.48 | 0.45 | 2.22 | 0.09 | 0.31 | 0.71 | 0.17402
2014-09-07 17:00 | 2009-09-07 | 4410:00 | 0.42 | 0.37 | 1.24 | 0.05 | 0.29 | 0.474 | 0.11618
2014-09-07 18:00 | 2009-09-07 | 4411:00 | 0.18 | 0.1 | 0.35 | 0.02 | 0.11 | 0.152 | 0.037255
2014-09-07 19:00 | 2009-09-07 | 4412:00 | 0.02 | 0.02 | 0.13 | 0 | 0.01 | 0.036 | 0.0088235
2014-09-07 20:00 | 2009-09-07 | 4413:00 | 0 | 0 | 0.01 | 0 | 0 | 0.002 | 0.0004902
2014-09-07 21:00 | 2009-09-07 | 4414:00 | 0 | 0 | 0 | 0 | 0 | 0 | 0
2014-09-07 22:00 | 2009-09-07 | 4415:00 | 0 | 0 | 0 | 0 | 0 | 0 | 0
2014-09-07 23:00 | 2009-09-07 | 4416:00 | 0 | 0 | 0 | 0 | 0 | 0 | 0
2014-09-08 | 2009-09-08 | 4417:00 | 0 | 0 | 0 | 0 | 0 | 0 | 0
2014-09-08 01:00 | 2009-09-08 | 4418:00 | 0 | 0 | 0 | 0 | 0 | 0 | 0
2014-09-08 02:01 | 2009-09-08 | 4419:00 | 0 | 0 | 0 | 0 | 0 | 0 | 0
2014-09-08 03:01 | 2009-09-08 | 4420:00 | 0 | 0 | 0 | 0 | 0 | 0 | 0
2014-09-08 04:01 | 2009-09-08 | 4421:00 | 0 | 0 | 0 | 0 | 0 | 0 | 0
2014-09-08 05:01 | 2009-09-08 | 4422:00 | 0 | 0 | 0 | 0 | 0 | 0 | 0
2014-09-08 06:01 | 2009-09-08 | 4423:00 | 0.02 | 0.03 | 0 | 0 | 0.01 | 0.012 | 0.0029412
2014-09-08 07:01 | 2009-09-08 | 4424:00 | 0.13 | 0.53 | 0.03 | 0.04 | 0.49 | 0.244 | 0.059804
2014-09-08 08:01 | 2009-09-08 | 4425:00 | 0.34 | 1.65 | 0.53 | 0.17 | 1.25 | 0.788 | 0.19314
2014-09-08 09:01 | 2009-09-08 | 4426:00 | 0.64 | 0.96 | 1.46 | 0.39 | 0.54 | 0.798 | 0.19559
2014-09-08 10:01 | 2009-09-08 | 4427:00 | 0.82 | 2.26 | 1.97 | 0.74 | 0.42 | 1.242 | 0.30441
2014-09-08 11:01 | 2009-09-08 | 4428:00 | 1.32 | 2.26 | 2.07 | 2.11 | 0.76 | 1.704 | 0.41765
2014-09-08 12:01 | 2009-09-08 | 4429:00 | 1.98 | 1.5 | 1.5 | 2.31 | 0.97 | 1.652 | 0.4049
2014-09-08 13:01 | 2009-09-08 | 4430:00 | 2.28 | 0.46 | 0.85 | 0.82 | 1.39 | 1.16 | 0.28431
2014-09-08 14:01 | 2009-09-08 | 4431:00 | 1.67 | 0.4 | 0.53 | 0.75 | 1.19 | 0.908 | 0.22255
2014-09-08 15:01 | 2009-09-08 | 4432:00 | 1 | 0.19 | 0.38 | 1.03 | 2.02 | 0.924 | 0.22647
2014-09-08 16:01 | 2009-09-08 | 4433:00 | 0.61 | 0.07 | 0.18 | 0.44 | 1.32 | 0.524 | 0.12843
2014-09-08 17:01 | 2009-09-08 | 4434:00 | 0.33 | 0.04 | 0.23 | 0.26 | 0.41 | 0.254 | 0.062255
2014-09-08 18:01 | 2009-09-08 | 4435:00 | 0.12 | 0 | 0.21 | 0.03 | 0.08 | 0.088 | 0.021569
2014-09-08 19:01 | 2009-09-08 | 4436:00 | 0.01 | 0 | 0.04 | 0 | 0.01 | 0.012 | 0.0029412
2014-09-08 20:01 | 2009-09-08 | 4437:00 | 0 | 0 | 0 | 0 | 0 | 0 | 0
2014-09-08 21:01 | 2009-09-08 | 4438:00 | 0 | 0 | 0 | 0 | 0 | 0 | 0
2014-09-08 22:01 | 2009-09-08 | 4439:00 | 0 | 0 | 0 | 0 | 0 | 0 | 0
2014-09-08 23:01 | 2009-09-08 | 4440:00 | 0 | 0 | 0 | 0 | 0 | 0 | 0
2014-09-09 00:01 | 2009-09-09 | 4441:00 | 0 | 0 | 0 | 0 | 0 | 0 | 0
2014-09-09 01:01 | 2009-09-09 | 4442:00 | 0 | 0 | 0 | 0 | 0 | 0 | 0
2014-09-09 02:01 | 2009-09-09 | 4443:00 | 0 | 0 | 0 | 0 | 0 | 0 | 0
2014-09-09 03:01 | 2009-09-09 | 4444:00 | 0 | 0 | 0 | 0 | 0 | 0 | 0
2014-09-09 04:01 | 2009-09-09 | 4445:00 | 0 | 0 | 0 | 0 | 0 | 0 | 0
2014-09-09 05:01 | 2009-09-09 | 4446:00 | 0 | 0 | 0 | 0 | 0 | 0 | 0
2014-09-09 06:01 | 2009-09-09 | 4447:00 | 0 | 0.03 | 0 | 0 | 0.02 | 0.01 | 0.002451
2014-09-09 07:01 | 2009-09-09 | 4448:00 | 0.06 | 0.49 | 0.01 | 0.1 | 0.9 | 0.312 | 0.076471
2014-09-09 08:01 | 2009-09-09 | 4449:00 | 0.26 | 0.61 | 0.04 | 0.36 | 1.82 | 0.618 | 0.15147
2014-09-09 09:01 | 2009-09-09 | 4450:00 | 0.7 | 2.93 | 0.06 | 0.45 | 1.4 | 1.108 | 0.27157
2014-09-09 10:01 | 2009-09-09 | 4451:00 | 1.05 | 1.92 | 0.11 | 0.71 | 1.72 | 1.102 | 0.2701
2014-09-09 11:01 | 2009-09-09 | 4452:00 | 0.86 | 2.53 | 0.2 | 0.79 | 2.74 | 1.424 | 0.34902
2014-09-09 12:01 | 2009-09-09 | 4453:00 | 1.13 | 1.76 | 0.28 | 1.03 | 3.53 | 1.546 | 0.37892
2014-09-09 13:01 | 2009-09-09 | 4454:00 | 1.11 | 2.53 | 0.36 | 0.8 | 1.96 | 1.352 | 0.33137
2014-09-09 14:01 | 2009-09-09 | 4455:00 | 1.93 | 2.01 | 0.61 | 0.67 | 1.46 | 1.336 | 0.32745
2014-09-09 15:01 | 2009-09-09 | 4456:00 | 2.08 | 1.3 | 2.05 | 0.45 | 0.6 | 1.296 | 0.31765
2014-09-09 16:01 | 2009-09-09 | 4457:00 | 1.02 | 0.63 | 0.92 | 0.23 | 0.66 | 0.692 | 0.16961
2014-09-09 17:01 | 2009-09-09 | 4458:00 | 0.24 | 0.28 | 0.24 | 0.23 | 0.48 | 0.294 | 0.072059
2014-09-09 18:01 | 2009-09-09 | 4459:00 | 0.1 | 0.08 | 0.17 | 0.09 | 0.09 | 0.106 | 0.02598
2014-09-09 19:01 | 2009-09-09 | 4460:00 | 0.01 | 0.01 | 0.15 | 0.01 | 0.01 | 0.038 | 0.0093137
2014-09-09 20:01 | 2009-09-09 | 4461:00 | 0 | 0 | 0.01 | 0 | 0 | 0.002 | 0.0004902
2014-09-09 21:01 | 2009-09-09 | 4462:00 | 0 | 0 | 0 | 0 | 0 | 0 | 0
2014-09-09 22:01 | 2009-09-09 | 4463:00 | 0 | 0 | 0 | 0 | 0 | 0 | 0
2014-09-09 23:01 | 2009-09-09 | 4464:00 | 0 | 0 | 0 | 0 | 0 | 0 | 0
2014-09-10 00:01 | 2009-09-10 | 4465:00 | 0 | 0 | 0 | 0 | 0 | 0 | 0
2014-09-10 01:01 | 2009-09-10 | 4466:00 | 0 | 0 | 0 | 0 | 0 | 0 | 0
2014-09-10 02:01 | 2009-09-10 | 4467:00 | 0 | 0 | 0 | 0 | 0 | 0 | 0
2014-09-10 03:01 | 2009-09-10 | 4468:00 | 0 | 0 | 0 | 0 | 0 | 0 | 0
2014-09-10 04:01 | 2009-09-10 | 4469:00 | 0 | 0 | 0 | 0 | 0 | 0 | 0
2014-09-10 05:01 | 2009-09-10 | 4470:00 | 0 | 0 | 0 | 0 | 0 | 0 | 0
2014-09-10 06:01 | 2009-09-10 | 4471:00 | 0 | 0 | 0 | 0 | 0.02 | 0.004 | 0.00098039
2014-09-10 07:01 | 2009-09-10 | 4472:00 | 0.06 | 0.13 | 0.02 | 0.48 | 0.3 | 0.198 | 0.048529
2014-09-10 08:01 | 2009-09-10 | 4473:00 | 0.06 | 0.14 | 0.9 | 2.11 | 0.35 | 0.712 | 0.17451
2014-09-10 09:01 | 2009-09-10 | 4474:00 | 0.08 | 0.67 | 1.26 | 2.79 | 0.3 | 1.02 | 0.25
2014-09-10 10:01 | 2009-09-10 | 4475:00 | 0.16 | 0.61 | 2.73 | 2.57 | 0.78 | 1.37 | 0.33578
2014-09-10 11:01 | 2009-09-10 | 4476:00 | 0.21 | 0.42 | 3.28 | 1.98 | 0.59 | 1.296 | 0.31765
2014-09-10 12:01 | 2009-09-10 | 4477:00 | 0.21 | 0.44 | 3.42 | 1.45 | 1.35 | 1.374 | 0.33676
2014-09-10 13:01 | 2009-09-10 | 4478:00 | 0.27 | 0.46 | 2.29 | 1.75 | 2.03 | 1.36 | 0.33333
2014-09-10 14:01 | 2009-09-10 | 4479:00 | 0.59 | 0.45 | 1.42 | 0.79 | 2.38 | 1.126 | 0.27598
2014-09-10 15:01 | 2009-09-10 | 4480:00 | 0.66 | 0.26 | 2.9 | 0.67 | 1.73 | 1.244 | 0.3049
2014-09-10 16:01 | 2009-09-10 | 4481:00 | 0.42 | 0.68 | 2.12 | 0.49 | 0.85 | 0.912 | 0.22353
2014-09-10 17:01 | 2009-09-10 | 4482:00 | 0.29 | 0.43 | 0.99 | 0.25 | 0.36 | 0.464 | 0.11373
2014-09-10 18:01 | 2009-09-10 | 4483:00 | 0.07 | 0.12 | 0.23 | 0.07 | 0.14 | 0.126 | 0.030882
2014-09-10 19:01 | 2009-09-10 | 4484:00 | 0 | 0.01 | 0.1 | 0 | 0.01 | 0.024 | 0.0058824
2014-09-10 20:01 | 2009-09-10 | 4485:00 | 0 | 0 | 0.01 | 0 | 0 | 0.002 | 0.0004902
2014-09-10 21:01 | 2009-09-10 | 4486:00 | 0 | 0 | 0 | 0 | 0 | 0 | 0
2014-09-10 22:01 | 2009-09-10 | 4487:00 | 0 | 0 | 0 | 0 | 0 | 0 | 0
2014-09-10 23:01 | 2009-09-10 | 4488:00 | 0 | 0 | 0 | 0 | 0 | 0 | 0
2014-09-11 00:01 | 2009-09-11 | 4489:00 | 0 | 0 | 0 | 0 | 0 | 0 | 0
2014-09-11 01:01 | 2009-09-11 | 4490:00 | 0 | 0 | 0 | 0 | 0 | 0 | 0
2014-09-11 02:01 | 2009-09-11 | 4491:00 | 0 | 0 | 0 | 0 | 0 | 0 | 0
2014-09-11 03:01 | 2009-09-11 | 4492:00 | 0 | 0 | 0 | 0 | 0 | 0 | 0
2014-09-11 04:01 | 2009-09-11 | 4493:00 | 0 | 0 | 0 | 0 | 0 | 0 | 0
2014-09-11 05:01 | 2009-09-11 | 4494:00 | 0 | 0 | 0 | 0 | 0 | 0 | 0
2014-09-11 06:01 | 2009-09-11 | 4495:00 | 0.02 | 0.01 | 0 | 0.01 | 0.02 | 0.012 | 0.0029412
2014-09-11 07:01 | 2009-09-11 | 4496:00 | 0.74 | 0.09 | 0.01 | 0.14 | 0.32 | 0.26 | 0.063725
2014-09-11 08:01 | 2009-09-11 | 4497:00 | 0.84 | 0.47 | 0.93 | 0.42 | 0.72 | 0.676 | 0.16569
2014-09-11 09:01 | 2009-09-11 | 4498:00 | 0.36 | 1.17 | 2.02 | 0.75 | 3.06 | 1.472 | 0.36078
2014-09-11 10:01 | 2009-09-11 | 4499:00 | 0.41 | 2.17 | 2.78 | 0.87 | 2.93 | 1.832 | 0.44902
2014-09-11 11:01 | 2009-09-11 | 4500:00 | 1.3 | 2.69 | 3.25 | 0.59 | 0.77 | 1.72 | 0.42157
2014-09-11 12:01 | 2009-09-11 | 4501:00 | 0.63 | 1.02 | 3.45 | 0.73 | 1.97 | 1.56 | 0.38235
2014-09-11 13:01 | 2009-09-11 | 4502:00 | 0.5 | 0.72 | 3.46 | 0.84 | 1.27 | 1.358 | 0.33284
2014-09-11 14:01 | 2009-09-11 | 4503:00 | 0.52 | 2.43 | 3.27 | 0.64 | 2.14 | 1.8 | 0.44118
2014-09-11 15:01 | 2009-09-11 | 4504:00 | 0.45 | 1.57 | 2.87 | 0.46 | 0.64 | 1.198 | 0.29363
2014-09-11 16:01 | 2009-09-11 | 4505:00 | 0.29 | 0.63 | 2.19 | 0.44 | 0.29 | 0.768 | 0.18824
2014-09-11 17:01 | 2009-09-11 | 4506:00 | 0.11 | 0.25 | 1.29 | 0.19 | 0.08 | 0.384 | 0.094118
2014-09-11 18:01 | 2009-09-11 | 4507:00 | 0.02 | 0.09 | 0.38 | 0.12 | 0.01 | 0.124 | 0.030392
2014-09-11 19:01 | 2009-09-11 | 4508:00 | 0 | 0 | 0.07 | 0.01 | 0 | 0.016 | 0.0039216
2014-09-11 20:01 | 2009-09-11 | 4509:00 | 0 | 0 | 0.01 | 0 | 0 | 0.002 | 0.0004902
2014-09-11 21:01 | 2009-09-11 | 4510:00 | 0 | 0 | 0 | 0 | 0 | 0 | 0
2014-09-11 22:01 | 2009-09-11 | 4511:00 | 0 | 0 | 0 | 0 | 0 | 0 | 0
2014-09-11 23:01 | 2009-09-11 | 4512:00 | 0 | 0 | 0 | 0 | 0 | 0 | 0
2014-09-12 00:01 | 2009-09-12 | 4513:00 | 0 | 0 | 0 | 0 | 0 | 0 | 0
2014-09-12 01:01 | 2009-09-12 | 4514:00 | 0 | 0 | 0 | 0 | 0 | 0 | 0
2014-09-12 02:01 | 2009-09-12 | 4515:00 | 0 | 0 | 0 | 0 | 0 | 0 | 0
2014-09-12 03:01 | 2009-09-12 | 4516:00 | 0 | 0 | 0 | 0 | 0 | 0 | 0
2014-09-12 04:01 | 2009-09-12 | 4517:00 | 0 | 0 | 0 | 0 | 0 | 0 | 0
2014-09-12 05:01 | 2009-09-12 | 4518:00 | 0 | 0 | 0 | 0 | 0 | 0 | 0
2014-09-12 06:01 | 2009-09-12 | 4519:00 | 0.03 | 0 | 0 | 0 | 0.01 | 0.008 | 0.0019608
2014-09-12 07:01 | 2009-09-12 | 4520:00 | 0.55 | 0.16 | 0.02 | 0.02 | 0.8 | 0.31 | 0.07598
2014-09-12 08:01 | 2009-09-12 | 4521:00 | 0.84 | 0.42 | 0.47 | 0.19 | 1.94 | 0.772 | 0.18922
2014-09-12 09:01 | 2009-09-12 | 4522:00 | 1.5 | 0.96 | 1.73 | 0.4 | 2.69 | 1.456 | 0.35686
2014-09-12 10:01 | 2009-09-12 | 4523:00 | 2.59 | 2.49 | 2.56 | 1.34 | 3.16 | 2.428 | 0.5951
2014-09-12 11:01 | 2009-09-12 | 4524:00 | 2.68 | 3.36 | 2.9 | 1.32 | 3.38 | 2.728 | 0.66863
2014-09-12 12:01 | 2009-09-12 | 4525:00 | 3.29 | 2.45 | 2.63 | 3.48 | 3.39 | 3.048 | 0.74706
2014-09-12 13:01 | 2009-09-12 | 4526:00 | 1.26 | 0.69 | 2.61 | 2.22 | 2.3 | 1.816 | 0.4451
2014-09-12 14:01 | 2009-09-12 | 4527:00 | 1.08 | 1.47 | 2.15 | 1.4 | 1.9 | 1.6 | 0.39216
2014-09-12 15:01 | 2009-09-12 | 4528:00 | 0.55 | 0.97 | 2.2 | 1.98 | 2.04 | 1.548 | 0.37941
2014-09-12 16:01 | 2009-09-12 | 4529:00 | 0.15 | 0.9 | 1.8 | 0.54 | 1.25 | 0.928 | 0.22745
2014-09-12 17:01 | 2009-09-12 | 4530:00 | 0.06 | 0.21 | 1.09 | 0.28 | 0.46 | 0.42 | 0.10294
2014-09-12 18:01 | 2009-09-12 | 4531:00 | 0.03 | 0.08 | 0.35 | 0.1 | 0.11 | 0.134 | 0.032843
2014-09-12 19:01 | 2009-09-12 | 4532:00 | 0 | 0 | 0.06 | 0 | 0 | 0.012 | 0.0029412
2014-09-12 20:01 | 2009-09-12 | 4533:00 | 0 | 0 | 0 | 0 | 0 | 0 | 0
2014-09-12 21:01 | 2009-09-12 | 4534:00 | 0 | 0 | 0 | 0 | 0 | 0 | 0
2014-09-12 22:01 | 2009-09-12 | 4535:00 | 0 | 0 | 0 | 0 | 0 | 0 | 0
2014-09-12 23:01 | 2009-09-12 | 4536:00 | 0 | 0 | 0 | 0 | 0 | 0 | 0
2014-09-13 00:01 | 2009-09-13 | 4537:00 | 0 | 0 | 0 | 0 | 0 | 0 | 0
2014-09-13 01:01 | 2009-09-13 | 4538:00 | 0 | 0 | 0 | 0 | 0 | 0 | 0
2014-09-13 02:01 | 2009-09-13 | 4539:00 | 0 | 0 | 0 | 0 | 0 | 0 | 0
2014-09-13 03:01 | 2009-09-13 | 4540:00 | 0 | 0 | 0 | 0 | 0 | 0 | 0
2014-09-13 04:01 | 2009-09-13 | 4541:00 | 0 | 0 | 0 | 0 | 0 | 0 | 0
2014-09-13 05:01 | 2009-09-13 | 4542:00 | 0 | 0 | 0 | 0 | 0 | 0 | 0
2014-09-13 06:01 | 2009-09-13 | 4543:00 | 0.01 | 0.01 | 0 | 0 | 0.01 | 0.006 | 0.0014706
2014-09-13 07:01 | 2009-09-13 | 4544:00 | 0.55 | 0.37 | 0.02 | 0.06 | 0.76 | 0.352 | 0.086275
2014-09-13 08:01 | 2009-09-13 | 4545:00 | 1.33 | 1.27 | 0.14 | 0.65 | 1.87 | 1.052 | 0.25784
2014-09-13 09:01 | 2009-09-13 | 4546:00 | 0.61 | 1.45 | 0.63 | 1.13 | 2.74 | 1.312 | 0.32157
2014-09-13 10:01 | 2009-09-13 | 4547:00 | 0.28 | 1.39 | 0.8 | 1.37 | 3.26 | 1.42 | 0.34804
2014-09-13 11:01 | 2009-09-13 | 4548:00 | 0.51 | 2.04 | 1.13 | 1.28 | 2.39 | 1.47 | 0.36029
2014-09-13 12:01 | 2009-09-13 | 4549:00 | 0.54 | 1.72 | 3.07 | 1.92 | 3 | 2.05 | 0.50245
2014-09-13 13:01 | 2009-09-13 | 4550:00 | 0.62 | 1.04 | 3.36 | 1.27 | 2.49 | 1.756 | 0.43039
2014-09-13 14:01 | 2009-09-13 | 4551:00 | 0.68 | 1.09 | 2.62 | 0.61 | 2.72 | 1.544 | 0.37843
2014-09-13 15:01 | 2009-09-13 | 4552:00 | 0.74 | 1.92 | 0.64 | 0.4 | 2.04 | 1.148 | 0.28137
2014-09-13 16:01 | 2009-09-13 | 4553:00 | 0.58 | 1.54 | 0.35 | 0.22 | 0.98 | 0.734 | 0.1799
2014-09-13 17:01 | 2009-09-13 | 4554:00 | 0.22 | 0.43 | 0.74 | 0.09 | 0.35 | 0.366 | 0.089706
2014-09-13 18:01 | 2009-09-13 | 4555:00 | 0.07 | 0.07 | 0.3 | 0.02 | 0.08 | 0.108 | 0.026471
2014-09-13 19:01 | 2009-09-13 | 4556:00 | 0 | 0 | 0.06 | 0 | 0 | 0.012 | 0.0029412
2014-09-13 20:01 | 2009-09-13 | 4557:00 | 0 | 0 | 0 | 0 | 0 | 0 | 0
2014-09-13 21:01 | 2009-09-13 | 4558:00 | 0 | 0 | 0 | 0 | 0 | 0 | 0
2014-09-13 22:01 | 2009-09-13 | 4559:00 | 0 | 0 | 0 | 0 | 0 | 0 | 0
2014-09-13 23:01 | 2009-09-13 | 4560:00 | 0 | 0 | 0 | 0 | 0 | 0 | 0
2014-09-14 00:01 | 2009-09-14 | 4561:00 | 0 | 0 | 0 | 0 | 0 | 0 | 0
2014-09-14 01:01 | 2009-09-14 | 4562:00 | 0 | 0 | 0 | 0 | 0 | 0 | 0
2014-09-14 02:01 | 2009-09-14 | 4563:00 | 0 | 0 | 0 | 0 | 0 | 0 | 0
2014-09-14 03:01 | 2009-09-14 | 4564:00 | 0 | 0 | 0 | 0 | 0 | 0 | 0
2014-09-14 04:01 | 2009-09-14 | 4565:00 | 0 | 0 | 0 | 0 | 0 | 0 | 0
2014-09-14 05:01 | 2009-09-14 | 4566:00 | 0 | 0 | 0 | 0 | 0 | 0 | 0
2014-09-14 06:01 | 2009-09-14 | 4567:00 | 0.01 | 0.01 | 0 | 0 | 0 | 0.004 | 0.00098039
2014-09-14 07:01 | 2009-09-14 | 4568:00 | 0.4 | 0.45 | 0 | 0.08 | 0.05 | 0.196 | 0.048039
2014-09-14 08:01 | 2009-09-14 | 4569:00 | 1.9 | 1.8 | 0.03 | 0.69 | 0.15 | 0.914 | 0.22402
2014-09-14 09:01 | 2009-09-14 | 4570:00 | 2.68 | 2.69 | 0.11 | 1.97 | 0.77 | 1.644 | 0.40294
2014-09-14 10:01 | 2009-09-14 | 4571:00 | 2.85 | 3.19 | 0.25 | 2.86 | 0.8 | 1.99 | 0.48775
2014-09-14 11:01 | 2009-09-14 | 4572:00 | 2.7 | 3.42 | 0.33 | 3.52 | 1.73 | 2.34 | 0.57353
2014-09-14 12:01 | 2009-09-14 | 4573:00 | 3.4 | 3.44 | 0.58 | 1.6 | 2.59 | 2.322 | 0.56912
2014-09-14 13:01 | 2009-09-14 | 4574:00 | 3.2 | 3.02 | 0.59 | 3.11 | 0.86 | 2.156 | 0.52843
2014-09-14 14:01 | 2009-09-14 | 4575:00 | 2.76 | 2.39 | 0.92 | 1.12 | 0.65 | 1.568 | 0.38431
2014-09-14 15:01 | 2009-09-14 | 4576:00 | 2.08 | 1.86 | 0.93 | 0.9 | 0.61 | 1.276 | 0.31275
2014-09-14 16:01 | 2009-09-14 | 4577:00 | 1.2 | 1.17 | 0.69 | 0.41 | 0.51 | 0.796 | 0.1951
2014-09-14 17:01 | 2009-09-14 | 4578:00 | 0.36 | 0.27 | 0.55 | 0.17 | 0.2 | 0.31 | 0.07598
2014-09-14 18:01 | 2009-09-14 | 4579:00 | 0.07 | 0.06 | 0.14 | 0.04 | 0.09 | 0.08 | 0.019608
2014-09-14 19:01 | 2009-09-14 | 4580:00 | 0 | 0 | 0.09 | 0 | 0 | 0.018 | 0.0044118
2014-09-14 20:01 | 2009-09-14 | 4581:00 | 0 | 0 | 0 | 0 | 0 | 0 | 0
2014-09-14 21:01 | 2009-09-14 | 4582:00 | 0 | 0 | 0 | 0 | 0 | 0 | 0
2014-09-14 22:01 | 2009-09-14 | 4583:00 | 0 | 0 | 0 | 0 | 0 | 0 | 0
2014-09-14 23:01 | 2009-09-14 | 4584:00 | 0 | 0 | 0 | 0 | 0 | 0 | 0
2014-09-15 00:01 | 2009-09-15 | 4585:00 | 0 | 0 | 0 | 0 | 0 | 0 | 0
2014-09-15 01:01 | 2009-09-15 | 4586:00 | 0 | 0 | 0 | 0 | 0 | 0 | 0
2014-09-15 02:01 | 2009-09-15 | 4587:00 | 0 | 0 | 0 | 0 | 0 | 0 | 0
2014-09-15 03:01 | 2009-09-15 | 4588:00 | 0 | 0 | 0 | 0 | 0 | 0 | 0
2014-09-15 04:01 | 2009-09-15 | 4589:00 | 0 | 0 | 0 | 0 | 0 | 0 | 0
2014-09-15 05:01 | 2009-09-15 | 4590:00 | 0 | 0 | 0 | 0 | 0 | 0 | 0
2014-09-15 06:01 | 2009-09-15 | 4591:00 | 0.01 | 0.01 | 0 | 0 | 0 | 0.004 | 0.00098039
2014-09-15 07:01 | 2009-09-15 | 4592:00 | 0.65 | 0.19 | 0.01 | 0.1 | 0.11 | 0.212 | 0.051961
2014-09-15 08:01 | 2009-09-15 | 4593:00 | 1.82 | 1.56 | 0.71 | 0.39 | 0.25 | 0.946 | 0.23186
2014-09-15 09:01 | 2009-09-15 | 4594:00 | 2.36 | 2.64 | 1.93 | 1.4 | 0.44 | 1.754 | 0.4299
2014-09-15 10:01 | 2009-09-15 | 4595:00 | 2.95 | 3.13 | 2.69 | 1.28 | 0.53 | 2.116 | 0.51863
2014-09-15 11:01 | 2009-09-15 | 4596:00 | 1.7 | 3.36 | 3.21 | 1.05 | 0.66 | 1.996 | 0.48922
2014-09-15 12:01 | 2009-09-15 | 4597:00 | 2.68 | 3.38 | 3.14 | 0.94 | 0.98 | 2.224 | 0.5451
2014-09-15 13:01 | 2009-09-15 | 4598:00 | 1.74 | 3.15 | 3.56 | 0.82 | 0.91 | 2.036 | 0.49902
2014-09-15 14:01 | 2009-09-15 | 4599:00 | 2.74 | 2.71 | 3.03 | 0.45 | 0.85 | 1.956 | 0.47941
2014-09-15 15:01 | 2009-09-15 | 4600:00 | 2.05 | 2.04 | 2.78 | 0.26 | 0.87 | 1.6 | 0.39216
2014-09-15 16:01 | 2009-09-15 | 4601:00 | 0.74 | 1.14 | 2.17 | 0.64 | 0.39 | 1.016 | 0.24902
2014-09-15 17:01 | 2009-09-15 | 4602:00 | 0.13 | 0.32 | 1.3 | 0.36 | 0.22 | 0.466 | 0.11422
2014-09-15 18:01 | 2009-09-15 | 4603:00 | 0.02 | 0.05 | 0.34 | 0.08 | 0.04 | 0.106 | 0.02598
2014-09-15 19:01 | 2009-09-15 | 4604:00 | 0 | 0 | 0.05 | 0 | 0 | 0.01 | 0.002451
2014-09-15 20:01 | 2009-09-15 | 4605:00 | 0 | 0 | 0 | 0 | 0 | 0 | 0
2014-09-15 21:01 | 2009-09-15 | 4606:00 | 0 | 0 | 0 | 0 | 0 | 0 | 0
2014-09-15 22:01 | 2009-09-15 | 4607:00 | 0 | 0 | 0 | 0 | 0 | 0 | 0
2014-09-15 23:01 | 2009-09-15 | 4608:00 | 0 | 0 | 0 | 0 | 0 | 0 | 0
2014-09-16 00:01 | 2009-09-16 | 4609:00 | 0 | 0 | 0 | 0 | 0 | 0 | 0
2014-09-16 01:01 | 2009-09-16 | 4610:00 | 0 | 0 | 0 | 0 | 0 | 0 | 0
2014-09-16 02:01 | 2009-09-16 | 4611:00 | 0 | 0 | 0 | 0 | 0 | 0 | 0
2014-09-16 03:01 | 2009-09-16 | 4612:00 | 0 | 0 | 0 | 0 | 0 | 0 | 0
2014-09-16 04:01 | 2009-09-16 | 4613:00 | 0 | 0 | 0 | 0 | 0 | 0 | 0
2014-09-16 05:01 | 2009-09-16 | 4614:00 | 0 | 0 | 0 | 0 | 0 | 0 | 0
2014-09-16 06:01 | 2009-09-16 | 4615:00 | 0 | 0.01 | 0 | 0 | 0 | 0.002 | 0.0004902
2014-09-16 07:01 | 2009-09-16 | 4616:00 | 0.08 | 0.57 | 0.01 | 0.17 | 0 | 0.166 | 0.040686
2014-09-16 08:01 | 2009-09-16 | 4617:00 | 0.24 | 1.74 | 0.17 | 0.39 | 0.01 | 0.51 | 0.125
2014-09-16 09:01 | 2009-09-16 | 4618:00 | 0.38 | 2.54 | 1.12 | 0.46 | 0.06 | 0.912 | 0.22353
2014-09-16 10:01 | 2009-09-16 | 4619:00 | 0.37 | 3.06 | 2.51 | 0.82 | 0.07 | 1.366 | 0.3348
2014-09-16 11:01 | 2009-09-16 | 4620:00 | 0.53 | 3.3 | 1.59 | 1.41 | 0.09 | 1.384 | 0.33922
2014-09-16 12:01 | 2009-09-16 | 4621:00 | 0.85 | 2.38 | 2.93 | 1.6 | 0.15 | 1.582 | 0.38775
2014-09-16 13:01 | 2009-09-16 | 4622:00 | 0.95 | 3.06 | 3.12 | 2.1 | 0.18 | 1.882 | 0.46127
2014-09-16 14:01 | 2009-09-16 | 4623:00 | 0.92 | 2.14 | 3.45 | 0.55 | 0.33 | 1.478 | 0.36225
2014-09-16 15:01 | 2009-09-16 | 4624:00 | 0.34 | 1.81 | 2.93 | 0.34 | 0.48 | 1.18 | 0.28922
2014-09-16 16:01 | 2009-09-16 | 4625:00 | 0.17 | 0.96 | 2.22 | 1.08 | 0.42 | 0.97 | 0.23775
2014-09-16 17:01 | 2009-09-16 | 4626:00 | 0.02 | 0.31 | 0.97 | 0.31 | 0.14 | 0.35 | 0.085784
2014-09-16 18:01 | 2009-09-16 | 4627:00 | 0 | 0.05 | 0.3 | 0.06 | 0 | 0.082 | 0.020098
2014-09-16 19:01 | 2009-09-16 | 4628:00 | 0 | 0 | 0.04 | 0 | 0 | 0.008 | 0.0019608
2014-09-16 20:01 | 2009-09-16 | 4629:00 | 0 | 0 | 0 | 0 | 0 | 0 | 0
2014-09-16 21:01 | 2009-09-16 | 4630:00 | 0 | 0 | 0 | 0 | 0 | 0 | 0
2014-09-16 22:01 | 2009-09-16 | 4631:00 | 0 | 0 | 0 | 0 | 0 | 0 | 0
2014-09-16 23:01 | 2009-09-16 | 4632:00 | 0 | 0 | 0 | 0 | 0 | 0 | 0
2014-09-17 00:01 | 2009-09-17 | 4633:00 | 0 | 0 | 0 | 0 | 0 | 0 | 0
2014-09-17 01:01 | 2009-09-17 | 4634:00 | 0 | 0 | 0 | 0 | 0 | 0 | 0
2014-09-17 02:01 | 2009-09-17 | 4635:00 | 0 | 0 | 0 | 0 | 0 | 0 | 0
2014-09-17 03:01 | 2009-09-17 | 4636:00 | 0 | 0 | 0 | 0 | 0 | 0 | 0
2014-09-17 04:01 | 2009-09-17 | 4637:00 | 0 | 0 | 0 | 0 | 0 | 0 | 0
2014-09-17 05:01 | 2009-09-17 | 4638:00 | 0 | 0 | 0 | 0 | 0 | 0 | 0
2014-09-17 06:01 | 2009-09-17 | 4639:00 | 0 | 0.02 | 0 | 0 | 0 | 0.004 | 0.00098039
2014-09-17 07:01 | 2009-09-17 | 4640:00 | 0.02 | 0.33 | 0 | 0.08 | 0.12 | 0.11 | 0.026961
2014-09-17 08:01 | 2009-09-17 | 4641:00 | 0.08 | 1.21 | 0.08 | 0.94 | 0.46 | 0.554 | 0.13578
2014-09-17 09:01 | 2009-09-17 | 4642:00 | 0.24 | 1.17 | 0.34 | 1.44 | 2.01 | 1.04 | 0.2549
2014-09-17 10:01 | 2009-09-17 | 4643:00 | 0.49 | 0.98 | 1.08 | 1.4 | 1.18 | 1.026 | 0.25147
2014-09-17 11:01 | 2009-09-17 | 4644:00 | 0.49 | 1.01 | 2.57 | 1.22 | 0.52 | 1.162 | 0.2848
2014-09-17 12:01 | 2009-09-17 | 4645:00 | 0.73 | 1.45 | 2.25 | 1.96 | 0.67 | 1.412 | 0.34608
2014-09-17 13:01 | 2009-09-17 | 4646:00 | 0.73 | 2.69 | 1.38 | 2.89 | 1.08 | 1.754 | 0.4299
2014-09-17 14:01 | 2009-09-17 | 4647:00 | 0.58 | 2.21 | 0.68 | 2.21 | 1.77 | 1.49 | 0.3652
2014-09-17 15:01 | 2009-09-17 | 4648:00 | 0.55 | 0.95 | 0.55 | 1.71 | 0.85 | 0.922 | 0.22598
2014-09-17 16:01 | 2009-09-17 | 4649:00 | 0.51 | 1.12 | 0.45 | 1.2 | 0.33 | 0.722 | 0.17696
2014-09-17 17:01 | 2009-09-17 | 4650:00 | 0.21 | 0.31 | 1.22 | 0.3 | 0.11 | 0.43 | 0.10539
2014-09-17 18:01 | 2009-09-17 | 4651:00 | 0.04 | 0.04 | 0.36 | 0.04 | 0.02 | 0.1 | 0.02451
2014-09-17 19:01 | 2009-09-17 | 4652:00 | 0 | 0 | 0.05 | 0 | 0 | 0.01 | 0.002451
2014-09-17 20:01 | 2009-09-17 | 4653:00 | 0 | 0 | 0 | 0 | 0 | 0 | 0
2014-09-17 21:01 | 2009-09-17 | 4654:00 | 0 | 0 | 0 | 0 | 0 | 0 | 0
2014-09-17 22:01 | 2009-09-17 | 4655:00 | 0 | 0 | 0 | 0 | 0 | 0 | 0
2014-09-17 23:01 | 2009-09-17 | 4656:00 | 0 | 0 | 0 | 0 | 0 | 0 | 0
2014-09-18 00:01 | 2009-09-18 | 4657:00 | 0 | 0 | 0 | 0 | 0 | 0 | 0
2014-09-18 01:01 | 2009-09-18 | 4658:00 | 0 | 0 | 0 | 0 | 0 | 0 | 0
2014-09-18 02:01 | 2009-09-18 | 4659:00 | 0 | 0 | 0 | 0 | 0 | 0 | 0
2014-09-18 03:01 | 2009-09-18 | 4660:00 | 0 | 0 | 0 | 0 | 0 | 0 | 0
2014-09-18 04:01 | 2009-09-18 | 4661:00 | 0 | 0 | 0 | 0 | 0 | 0 | 0
2014-09-18 05:01 | 2009-09-18 | 4662:00 | 0 | 0 | 0 | 0 | 0 | 0 | 0
2014-09-18 06:01 | 2009-09-18 | 4663:00 | 0 | 0 | 0 | 0 | 0 | 0 | 0
2014-09-18 07:01 | 2009-09-18 | 4664:00 | 0.22 | 0.31 | 0 | 0.56 | 0.08 | 0.234 | 0.057353
2014-09-18 08:01 | 2009-09-18 | 4665:00 | 0.79 | 1.79 | 0.2 | 1.83 | 0.16 | 0.954 | 0.23382
2014-09-18 09:01 | 2009-09-18 | 4666:00 | 1.2 | 2.32 | 0.6 | 1.25 | 0.4 | 1.154 | 0.28284
2014-09-18 10:01 | 2009-09-18 | 4667:00 | 1.78 | 3.13 | 0.56 | 0.9 | 0.82 | 1.438 | 0.35245
2014-09-18 11:01 | 2009-09-18 | 4668:00 | 1.46 | 3.07 | 0.42 | 1.58 | 1.22 | 1.55 | 0.3799
2014-09-18 12:01 | 2009-09-18 | 4669:00 | 1.88 | 3.44 | 0.76 | 0.33 | 1.21 | 1.524 | 0.37353
2014-09-18 13:01 | 2009-09-18 | 4670:00 | 2.02 | 3.18 | 1.11 | 0.48 | 0.95 | 1.548 | 0.37941
2014-09-18 14:01 | 2009-09-18 | 4671:00 | 1.21 | 2.76 | 1.37 | 0.54 | 0.69 | 1.314 | 0.32206
2014-09-18 15:01 | 2009-09-18 | 4672:00 | 1.24 | 2.07 | 0.87 | 1.38 | 0.35 | 1.182 | 0.28971
2014-09-18 16:01 | 2009-09-18 | 4673:00 | 0.66 | 1.15 | 0.43 | 1.1 | 0.3 | 0.728 | 0.17843
2014-09-18 17:01 | 2009-09-18 | 4674:00 | 0.17 | 0.3 | 0.43 | 0.33 | 0.25 | 0.296 | 0.072549
2014-09-18 18:01 | 2009-09-18 | 4675:00 | 0.02 | 0.04 | 0.14 | 0.06 | 0.08 | 0.068 | 0.016667
2014-09-18 19:01 | 2009-09-18 | 4676:00 | 0 | 0 | 0.01 | 0 | 0 | 0.002 | 0.0004902
2014-09-18 20:01 | 2009-09-18 | 4677:00 | 0 | 0 | 0 | 0 | 0 | 0 | 0
2014-09-18 21:01 | 2009-09-18 | 4678:00 | 0 | 0 | 0 | 0 | 0 | 0 | 0
2014-09-18 22:01 | 2009-09-18 | 4679:00 | 0 | 0 | 0 | 0 | 0 | 0 | 0
2014-09-18 23:01 | 2009-09-18 | 4680:00 | 0 | 0 | 0 | 0 | 0 | 0 | 0
2014-09-19 00:01 | 2009-09-19 | 4681:00 | 0 | 0 | 0 | 0 | 0 | 0 | 0
2014-09-19 01:01 | 2009-09-19 | 4682:00 | 0 | 0 | 0 | 0 | 0 | 0 | 0
2014-09-19 02:01 | 2009-09-19 | 4683:00 | 0 | 0 | 0 | 0 | 0 | 0 | 0
2014-09-19 03:01 | 2009-09-19 | 4684:00 | 0 | 0 | 0 | 0 | 0 | 0 | 0
2014-09-19 04:01 | 2009-09-19 | 4685:00 | 0 | 0 | 0 | 0 | 0 | 0 | 0
2014-09-19 05:01 | 2009-09-19 | 4686:00 | 0 | 0 | 0 | 0 | 0 | 0 | 0
2014-09-19 06:01 | 2009-09-19 | 4687:00 | 0 | 0 | 0 | 0 | 0 | 0 | 0
2014-09-19 07:01 | 2009-09-19 | 4688:00 | 0.14 | 0.58 | 0 | 0.16 | 0.05 | 0.186 | 0.045588
2014-09-19 08:01 | 2009-09-19 | 4689:00 | 0.28 | 1.94 | 0.07 | 1.75 | 0.15 | 0.838 | 0.20539
2014-09-19 09:01 | 2009-09-19 | 4690:00 | 0.67 | 2.72 | 0.21 | 1.16 | 0.22 | 0.996 | 0.24412
2014-09-19 10:01 | 2009-09-19 | 4691:00 | 1.44 | 3.22 | 0.37 | 1.1 | 0.32 | 1.29 | 0.31618
2014-09-19 11:01 | 2009-09-19 | 4692:00 | 2.3 | 2.79 | 0.6 | 0.96 | 0.85 | 1.5 | 0.36765
2014-09-19 12:01 | 2009-09-19 | 4693:00 | 2.86 | 2.85 | 0.62 | 1.07 | 1.82 | 1.844 | 0.45196
2014-09-19 13:01 | 2009-09-19 | 4694:00 | 2.66 | 2.92 | 0.76 | 0.59 | 0.96 | 1.578 | 0.38676
2014-09-19 14:01 | 2009-09-19 | 4695:00 | 0.92 | 2.81 | 0.76 | 0.38 | 0.69 | 1.112 | 0.27255
2014-09-19 15:01 | 2009-09-19 | 4696:00 | 0.99 | 1.86 | 0.79 | 0.21 | 0.45 | 0.86 | 0.21078
2014-09-19 16:01 | 2009-09-19 | 4697:00 | 0.82 | 1.16 | 0.43 | 0.11 | 0.23 | 0.55 | 0.1348
2014-09-19 17:01 | 2009-09-19 | 4698:00 | 0.15 | 0.29 | 0.45 | 0.04 | 0.09 | 0.204 | 0.05
2014-09-19 18:01 | 2009-09-19 | 4699:00 | 0.04 | 0.04 | 0.13 | 0 | 0 | 0.042 | 0.010294
2014-09-19 19:01 | 2009-09-19 | 4700:00 | 0 | 0 | 0.01 | 0 | 0 | 0.002 | 0.0004902
2014-09-19 20:01 | 2009-09-19 | 4701:00 | 0 | 0 | 0 | 0 | 0 | 0 | 0
2014-09-19 21:01 | 2009-09-19 | 4702:00 | 0 | 0 | 0 | 0 | 0 | 0 | 0
2014-09-19 22:01 | 2009-09-19 | 4703:00 | 0 | 0 | 0 | 0 | 0 | 0 | 0
2014-09-19 23:01 | 2009-09-19 | 4704:00 | 0 | 0 | 0 | 0 | 0 | 0 | 0
2014-09-20 00:01 | 2009-09-20 | 4705:00 | 0 | 0 | 0 | 0 | 0 | 0 | 0
2014-09-20 01:01 | 2009-09-20 | 4706:00 | 0 | 0 | 0 | 0 | 0 | 0 | 0
2014-09-20 02:01 | 2009-09-20 | 4707:00 | 0 | 0 | 0 | 0 | 0 | 0 | 0
2014-09-20 03:01 | 2009-09-20 | 4708:00 | 0 | 0 | 0 | 0 | 0 | 0 | 0
2014-09-20 04:01 | 2009-09-20 | 4709:00 | 0 | 0 | 0 | 0 | 0 | 0 | 0
2014-09-20 05:01 | 2009-09-20 | 4710:00 | 0 | 0 | 0 | 0 | 0 | 0 | 0
2014-09-20 06:01 | 2009-09-20 | 4711:00 | 0 | 0 | 0 | 0 | 0 | 0 | 0
2014-09-20 07:01 | 2009-09-20 | 4712:00 | 0.29 | 0.53 | 0 | 0.52 | 0.04 | 0.276 | 0.067647
2014-09-20 08:01 | 2009-09-20 | 4713:00 | 0.67 | 1.95 | 0.08 | 1.83 | 0.14 | 0.934 | 0.22892
2014-09-20 09:01 | 2009-09-20 | 4714:00 | 0.35 | 2.78 | 0.1 | 1.86 | 0.1 | 1.038 | 0.25441
2014-09-20 10:01 | 2009-09-20 | 4715:00 | 1.04 | 3.32 | 0.2 | 3.14 | 0.4 | 1.62 | 0.39706
2014-09-20 11:01 | 2009-09-20 | 4716:00 | 0.37 | 3.18 | 1.88 | 3.36 | 0.44 | 1.846 | 0.45245
2014-09-20 12:01 | 2009-09-20 | 4717:00 | 0.23 | 3.54 | 1.52 | 3.37 | 0.41 | 1.814 | 0.44461
2014-09-20 13:01 | 2009-09-20 | 4718:00 | 0.25 | 2.96 | 0.66 | 3.11 | 0.69 | 1.534 | 0.37598
2014-09-20 14:01 | 2009-09-20 | 4719:00 | 0.24 | 2.82 | 0.33 | 2.66 | 0.5 | 1.31 | 0.32108
2014-09-20 15:01 | 2009-09-20 | 4720:00 | 0.24 | 2.07 | 0.27 | 1.97 | 0.47 | 1.004 | 0.24608
2014-09-20 16:01 | 2009-09-20 | 4721:00 | 0.17 | 1.13 | 0.84 | 0.76 | 0.3 | 0.64 | 0.15686
2014-09-20 17:01 | 2009-09-20 | 4722:00 | 0.13 | 0.27 | 0.75 | 0.15 | 0.12 | 0.284 | 0.069608
2014-09-20 18:01 | 2009-09-20 | 4723:00 | 0.03 | 0.03 | 0.2 | 0.01 | 0.01 | 0.056 | 0.013725
2014-09-20 19:01 | 2009-09-20 | 4724:00 | 0 | 0 | 0.06 | 0 | 0 | 0.012 | 0.0029412
2014-09-20 20:01 | 2009-09-20 | 4725:00 | 0 | 0 | 0 | 0 | 0 | 0 | 0
2014-09-20 21:01 | 2009-09-20 | 4726:00 | 0 | 0 | 0 | 0 | 0 | 0 | 0
2014-09-20 22:01 | 2009-09-20 | 4727:00 | 0 | 0 | 0 | 0 | 0 | 0 | 0
2014-09-20 23:01 | 2009-09-20 | 4728:00 | 0 | 0 | 0 | 0 | 0 | 0 | 0
2014-09-21 00:01 | 2009-09-21 | 4729:00 | 0 | 0 | 0 | 0 | 0 | 0 | 0
2014-09-21 01:01 | 2009-09-21 | 4730:00 | 0 | 0 | 0 | 0 | 0 | 0 | 0
2014-09-21 02:01 | 2009-09-21 | 4731:00 | 0 | 0 | 0 | 0 | 0 | 0 | 0
2014-09-21 03:01 | 2009-09-21 | 4732:00 | 0 | 0 | 0 | 0 | 0 | 0 | 0
2014-09-21 04:01 | 2009-09-21 | 4733:00 | 0 | 0 | 0 | 0 | 0 | 0 | 0
2014-09-21 05:01 | 2009-09-21 | 4734:00 | 0 | 0 | 0 | 0 | 0 | 0 | 0
2014-09-21 06:01 | 2009-09-21 | 4735:00 | 0 | 0 | 0 | 0 | 0 | 0 | 0
2014-09-21 07:01 | 2009-09-21 | 4736:00 | 0.38 | 0.45 | 0 | 0.46 | 0.08 | 0.274 | 0.067157
2014-09-21 08:01 | 2009-09-21 | 4737:00 | 1.54 | 1.87 | 0.01 | 1.81 | 0.93 | 1.232 | 0.30196
2014-09-21 09:01 | 2009-09-21 | 4738:00 | 1.15 | 2.67 | 0.05 | 2.09 | 0.78 | 1.348 | 0.33039
2014-09-21 10:01 | 2009-09-21 | 4739:00 | 1.49 | 3.17 | 0.13 | 2.86 | 1.88 | 1.906 | 0.46716
2014-09-21 11:01 | 2009-09-21 | 4740:00 | 0.92 | 1.73 | 0.2 | 3.18 | 2.52 | 1.71 | 0.41912
2014-09-21 12:01 | 2009-09-21 | 4741:00 | 0.71 | 3.24 | 0.15 | 3.31 | 3.02 | 2.086 | 0.51127
2014-09-21 13:01 | 2009-09-21 | 4742:00 | 0.68 | 3.09 | 0.73 | 3.04 | 3.39 | 2.186 | 0.53578
2014-09-21 14:01 | 2009-09-21 | 4743:00 | 1.13 | 2.62 | 1.07 | 2.52 | 2.49 | 1.966 | 0.48186
2014-09-21 15:01 | 2009-09-21 | 4744:00 | 0.45 | 1.83 | 0.51 | 1.81 | 0.75 | 1.07 | 0.26225
2014-09-21 16:01 | 2009-09-21 | 4745:00 | 0.27 | 1.3 | 0.37 | 0.83 | 0.43 | 0.64 | 0.15686
2014-09-21 17:01 | 2009-09-21 | 4746:00 | 0.15 | 0.27 | 0.36 | 0.2 | 0.2 | 0.236 | 0.057843
2014-09-21 18:01 | 2009-09-21 | 4747:00 | 0.02 | 0.03 | 0.18 | 0.03 | 0.01 | 0.054 | 0.013235
2014-09-21 19:01 | 2009-09-21 | 4748:00 | 0 | 0 | 0.03 | 0 | 0 | 0.006 | 0.0014706
2014-09-21 20:01 | 2009-09-21 | 4749:00 | 0 | 0 | 0 | 0 | 0 | 0 | 0
2014-09-21 21:01 | 2009-09-21 | 4750:00 | 0 | 0 | 0 | 0 | 0 | 0 | 0
2014-09-21 22:01 | 2009-09-21 | 4751:00 | 0 | 0 | 0 | 0 | 0 | 0 | 0
2014-09-21 23:01 | 2009-09-21 | 4752:00 | 0 | 0 | 0 | 0 | 0 | 0 | 0
2014-09-22 00:01 | 2009-09-22 | 4753:00 | 0 | 0 | 0 | 0 | 0 | 0 | 0
2014-09-22 01:01 | 2009-09-22 | 4754:00 | 0 | 0 | 0 | 0 | 0 | 0 | 0
2014-09-22 02:01 | 2009-09-22 | 4755:00 | 0 | 0 | 0 | 0 | 0 | 0 | 0
2014-09-22 03:01 | 2009-09-22 | 4756:00 | 0 | 0 | 0 | 0 | 0 | 0 | 0
2014-09-22 04:01 | 2009-09-22 | 4757:00 | 0 | 0 | 0 | 0 | 0 | 0 | 0
2014-09-22 05:01 | 2009-09-22 | 4758:00 | 0 | 0 | 0 | 0 | 0 | 0 | 0
2014-09-22 06:01 | 2009-09-22 | 4759:00 | 0 | 0 | 0 | 0 | 0 | 0 | 0
2014-09-22 07:01 | 2009-09-22 | 4760:00 | 0.1 | 0.02 | 0 | 0.4 | 0.02 | 0.108 | 0.026471
2014-09-22 08:01 | 2009-09-22 | 4761:00 | 0.86 | 0.19 | 0.02 | 1.75 | 0.17 | 0.598 | 0.14657
2014-09-22 09:01 | 2009-09-22 | 4762:00 | 2.09 | 0.64 | 0.15 | 2.56 | 0.49 | 1.186 | 0.29069
2014-09-22 10:01 | 2009-09-22 | 4763:00 | 2.52 | 1.56 | 0.52 | 3.14 | 0.71 | 1.69 | 0.41422
2014-09-22 11:01 | 2009-09-22 | 4764:00 | 2.49 | 1.81 | 1.95 | 3.4 | 0.83 | 2.096 | 0.51373
2014-09-22 12:01 | 2009-09-22 | 4765:00 | 2.54 | 0.93 | 3.17 | 3.35 | 1.42 | 2.282 | 0.55931
2014-09-22 13:01 | 2009-09-22 | 4766:00 | 2.55 | 0.75 | 3.01 | 3.14 | 0.81 | 2.052 | 0.50294
2014-09-22 14:01 | 2009-09-22 | 4767:00 | 2.69 | 0.69 | 2.37 | 2.28 | 0.57 | 1.72 | 0.42157
2014-09-22 15:01 | 2009-09-22 | 4768:00 | 1.63 | 0.92 | 2.1 | 0.99 | 0.75 | 1.278 | 0.31324
2014-09-22 16:01 | 2009-09-22 | 4769:00 | 0.36 | 0.29 | 1.9 | 0.4 | 0.29 | 0.648 | 0.15882
2014-09-22 17:01 | 2009-09-22 | 4770:00 | 0.15 | 0.08 | 1.2 | 0.19 | 0.12 | 0.348 | 0.085294
2014-09-22 18:01 | 2009-09-22 | 4771:00 | 0.02 | 0 | 0.31 | 0.03 | 0.02 | 0.076 | 0.018627
2014-09-22 19:01 | 2009-09-22 | 4772:00 | 0 | 0 | 0.04 | 0 | 0 | 0.008 | 0.0019608
2014-09-22 20:01 | 2009-09-22 | 4773:00 | 0 | 0 | 0 | 0 | 0 | 0 | 0
2014-09-22 21:01 | 2009-09-22 | 4774:00 | 0 | 0 | 0 | 0 | 0 | 0 | 0
2014-09-22 22:01 | 2009-09-22 | 4775:00 | 0 | 0 | 0 | 0 | 0 | 0 | 0
2014-09-22 23:01 | 2009-09-22 | 4776:00 | 0 | 0 | 0 | 0 | 0 | 0 | 0
2014-09-23 00:01 | 2009-09-23 | 4777:00 | 0 | 0 | 0 | 0 | 0 | 0 | 0
2014-09-23 01:01 | 2009-09-23 | 4778:00 | 0 | 0 | 0 | 0 | 0 | 0 | 0
2014-09-23 02:01 | 2009-09-23 | 4779:00 | 0 | 0 | 0 | 0 | 0 | 0 | 0
2014-09-23 03:01 | 2009-09-23 | 4780:00 | 0 | 0 | 0 | 0 | 0 | 0 | 0
2014-09-23 04:01 | 2009-09-23 | 4781:00 | 0 | 0 | 0 | 0 | 0 | 0 | 0
2014-09-23 05:01 | 2009-09-23 | 4782:00 | 0 | 0 | 0 | 0 | 0 | 0 | 0
2014-09-23 06:01 | 2009-09-23 | 4783:00 | 0 | 0 | 0 | 0 | 0 | 0 | 0
2014-09-23 07:01 | 2009-09-23 | 4784:00 | 0.02 | 0 | 0 | 0.35 | 0.02 | 0.078 | 0.019118
2014-09-23 08:01 | 2009-09-23 | 4785:00 | 0.1 | 0.08 | 0.02 | 1.79 | 0.23 | 0.444 | 0.10882
2014-09-23 09:01 | 2009-09-23 | 4786:00 | 0.23 | 0.28 | 0.02 | 2.64 | 0.34 | 0.702 | 0.17206
2014-09-23 10:01 | 2009-09-23 | 4787:00 | 0.31 | 0.58 | 0.16 | 3.19 | 0.14 | 0.876 | 0.21471
2014-09-23 11:01 | 2009-09-23 | 4788:00 | 0.27 | 0.41 | 0.26 | 3.51 | 0.91 | 1.072 | 0.26275
2014-09-23 12:01 | 2009-09-23 | 4789:00 | 0.44 | 0.56 | 1.46 | 3.49 | 2.05 | 1.6 | 0.39216
2014-09-23 13:01 | 2009-09-23 | 4790:00 | 0.34 | 0.85 | 1.05 | 3.32 | 3.12 | 1.736 | 0.42549
2014-09-23 14:01 | 2009-09-23 | 4791:00 | 0.27 | 0.13 | 0.82 | 2.9 | 2.69 | 1.362 | 0.33382
2014-09-23 15:01 | 2009-09-23 | 4792:00 | 0.36 | 0.34 | 0.65 | 1.43 | 2.06 | 0.968 | 0.23725
2014-09-23 16:01 | 2009-09-23 | 4793:00 | 0.43 | 0.24 | 0.23 | 0.58 | 1.15 | 0.526 | 0.12892
2014-09-23 17:01 | 2009-09-23 | 4794:00 | 0.11 | 0.11 | 0.21 | 0.12 | 0.26 | 0.162 | 0.039706
2014-09-23 18:01 | 2009-09-23 | 4795:00 | 0.01 | 0 | 0.11 | 0.02 | 0.02 | 0.032 | 0.0078431
2014-09-23 19:01 | 2009-09-23 | 4796:00 | 0 | 0 | 0.01 | 0 | 0 | 0.002 | 0.0004902
2014-09-23 20:01 | 2009-09-23 | 4797:00 | 0 | 0 | 0 | 0 | 0 | 0 | 0
2014-09-23 21:01 | 2009-09-23 | 4798:00 | 0 | 0 | 0 | 0 | 0 | 0 | 0
2014-09-23 22:01 | 2009-09-23 | 4799:00 | 0 | 0 | 0 | 0 | 0 | 0 | 0
2014-09-23 23:01 | 2009-09-23 | 4800:00 | 0 | 0 | 0 | 0 | 0 | 0 | 0
2014-09-24 00:01 | 2009-09-24 | 4801:00 | 0 | 0 | 0 | 0 | 0 | 0 | 0
2014-09-24 01:01 | 2009-09-24 | 4802:00 | 0 | 0 | 0 | 0 | 0 | 0 | 0
2014-09-24 02:01 | 2009-09-24 | 4803:00 | 0 | 0 | 0 | 0 | 0 | 0 | 0
2014-09-24 03:01 | 2009-09-24 | 4804:00 | 0 | 0 | 0 | 0 | 0 | 0 | 0
2014-09-24 04:01 | 2009-09-24 | 4805:00 | 0 | 0 | 0 | 0 | 0 | 0 | 0
2014-09-24 05:01 | 2009-09-24 | 4806:00 | 0 | 0 | 0 | 0 | 0 | 0 | 0
2014-09-24 06:01 | 2009-09-24 | 4807:00 | 0 | 0 | 0 | 0 | 0 | 0 | 0
2014-09-24 07:01 | 2009-09-24 | 4808:00 | 0.07 | 0 | 0 | 0.09 | 0.01 | 0.034 | 0.0083333
2014-09-24 08:01 | 2009-09-24 | 4809:00 | 0.34 | 0.01 | 0.09 | 1.12 | 0.09 | 0.33 | 0.080882
2014-09-24 09:01 | 2009-09-24 | 4810:00 | 0.24 | 0.02 | 0.66 | 2.71 | 0.2 | 0.766 | 0.18775
2014-09-24 10:01 | 2009-09-24 | 4811:00 | 0.28 | 0.04 | 1.17 | 2.58 | 0.71 | 0.956 | 0.23431
2014-09-24 11:01 | 2009-09-24 | 4812:00 | 0.38 | 0.04 | 2 | 0.81 | 0.66 | 0.778 | 0.19069
2014-09-24 12:01 | 2009-09-24 | 4813:00 | 0.42 | 0.03 | 3.16 | 0.34 | 1.57 | 1.104 | 0.27059
2014-09-24 13:01 | 2009-09-24 | 4814:00 | 0.7 | 0.01 | 2.71 | 1.01 | 2.6 | 1.406 | 0.34461
2014-09-24 14:01 | 2009-09-24 | 4815:00 | 0.56 | 0 | 2.75 | 1.05 | 2.64 | 1.4 | 0.34314
2014-09-24 15:01 | 2009-09-24 | 4816:00 | 0.41 | 0 | 2.21 | 1.06 | 1.83 | 1.102 | 0.2701
2014-09-24 16:01 | 2009-09-24 | 4817:00 | 0.16 | 0 | 1.69 | 1.15 | 1.06 | 0.812 | 0.19902
2014-09-24 17:01 | 2009-09-24 | 4818:00 | 0.08 | 0 | 0.86 | 0.22 | 0.22 | 0.276 | 0.067647
2014-09-24 18:01 | 2009-09-24 | 4819:00 | 0 | 0 | 0.25 | 0.04 | 0.02 | 0.062 | 0.015196
2014-09-24 19:01 | 2009-09-24 | 4820:00 | 0 | 0 | 0.03 | 0 | 0 | 0.006 | 0.0014706
2014-09-24 20:01 | 2009-09-24 | 4821:00 | 0 | 0 | 0 | 0 | 0 | 0 | 0
2014-09-24 21:01 | 2009-09-24 | 4822:00 | 0 | 0 | 0 | 0 | 0 | 0 | 0
2014-09-24 22:01 | 2009-09-24 | 4823:00 | 0 | 0 | 0 | 0 | 0 | 0 | 0
2014-09-24 23:01 | 2009-09-24 | 4824:00 | 0 | 0 | 0 | 0 | 0 | 0 | 0
2014-09-25 00:01 | 2009-09-25 | 4825:00 | 0 | 0 | 0 | 0 | 0 | 0 | 0
2014-09-25 01:01 | 2009-09-25 | 4826:00 | 0 | 0 | 0 | 0 | 0 | 0 | 0
2014-09-25 02:01 | 2009-09-25 | 4827:00 | 0 | 0 | 0 | 0 | 0 | 0 | 0
2014-09-25 03:01 | 2009-09-25 | 4828:00 | 0 | 0 | 0 | 0 | 0 | 0 | 0
2014-09-25 04:01 | 2009-09-25 | 4829:00 | 0 | 0 | 0 | 0 | 0 | 0 | 0
2014-09-25 05:01 | 2009-09-25 | 4830:00 | 0 | 0 | 0 | 0 | 0 | 0 | 0
2014-09-25 06:01 | 2009-09-25 | 4831:00 | 0 | 0 | 0 | 0 | 0 | 0 | 0
2014-09-25 07:01 | 2009-09-25 | 4832:00 | 0.07 | 0 | 0 | 0.23 | 0.31 | 0.122 | 0.029902
2014-09-25 08:01 | 2009-09-25 | 4833:00 | 1.4 | 0 | 0.05 | 1.5 | 1.9 | 0.97 | 0.23775
2014-09-25 09:01 | 2009-09-25 | 4834:00 | 2.03 | 0.06 | 0.23 | 2.31 | 2.78 | 1.482 | 0.36324
2014-09-25 10:01 | 2009-09-25 | 4835:00 | 0.75 | 0.04 | 0.42 | 2.31 | 3.01 | 1.306 | 0.3201
2014-09-25 11:01 | 2009-09-25 | 4836:00 | 0.88 | 0.07 | 0.45 | 3.4 | 2.7 | 1.5 | 0.36765
2014-09-25 12:01 | 2009-09-25 | 4837:00 | 2.3 | 0.12 | 0.58 | 2.7 | 2.3 | 1.6 | 0.39216
2014-09-25 13:01 | 2009-09-25 | 4838:00 | 0.56 | 0.05 | 0.95 | 0.99 | 1.47 | 0.804 | 0.19706
2014-09-25 14:01 | 2009-09-25 | 4839:00 | 0.65 | 0.04 | 0.85 | 0.66 | 0.9 | 0.62 | 0.15196
2014-09-25 15:01 | 2009-09-25 | 4840:00 | 0.34 | 0.04 | 0.7 | 0.34 | 0.48 | 0.38 | 0.093137
2014-09-25 16:01 | 2009-09-25 | 4841:00 | 0.21 | 0.02 | 0.92 | 0.21 | 0.45 | 0.362 | 0.088725
2014-09-25 17:01 | 2009-09-25 | 4842:00 | 0.09 | 0 | 0.71 | 0.03 | 0.15 | 0.196 | 0.048039
2014-09-25 18:01 | 2009-09-25 | 4843:00 | 0.02 | 0 | 0.12 | 0 | 0.01 | 0.03 | 0.0073529
2014-09-25 19:01 | 2009-09-25 | 4844:00 | 0 | 0 | 0.01 | 0 | 0 | 0.002 | 0.0004902
2014-09-25 20:01 | 2009-09-25 | 4845:00 | 0 | 0 | 0 | 0 | 0 | 0 | 0
2014-09-25 21:01 | 2009-09-25 | 4846:00 | 0 | 0 | 0 | 0 | 0 | 0 | 0
2014-09-25 22:01 | 2009-09-25 | 4847:00 | 0 | 0 | 0 | 0 | 0 | 0 | 0
2014-09-25 23:01 | 2009-09-25 | 4848:00 | 0 | 0 | 0 | 0 | 0 | 0 | 0
2014-09-26 00:01 | 2009-09-26 | 4849:00 | 0 | 0 | 0 | 0 | 0 | 0 | 0
2014-09-26 01:01 | 2009-09-26 | 4850:00 | 0 | 0 | 0 | 0 | 0 | 0 | 0
2014-09-26 02:01 | 2009-09-26 | 4851:00 | 0 | 0 | 0 | 0 | 0 | 0 | 0
2014-09-26 03:01 | 2009-09-26 | 4852:00 | 0 | 0 | 0 | 0 | 0 | 0 | 0
2014-09-26 04:01 | 2009-09-26 | 4853:00 | 0 | 0 | 0 | 0 | 0 | 0 | 0
2014-09-26 05:01 | 2009-09-26 | 4854:00 | 0 | 0 | 0 | 0 | 0 | 0 | 0
2014-09-26 06:01 | 2009-09-26 | 4855:00 | 0 | 0 | 0 | 0 | 0 | 0 | 0
2014-09-26 07:01 | 2009-09-26 | 4856:00 | 0.21 | 0.2 | 0 | 0.19 | 0.03 | 0.126 | 0.030882
2014-09-26 08:01 | 2009-09-26 | 4857:00 | 1.62 | 0.59 | 0.23 | 1.79 | 1.5 | 1.146 | 0.28088
2014-09-26 09:01 | 2009-09-26 | 4858:00 | 2.28 | 1.68 | 1.8 | 2.4 | 2.69 | 2.17 | 0.53186
2014-09-26 10:01 | 2009-09-26 | 4859:00 | 2.44 | 1.4 | 2.5 | 2.49 | 3.2 | 2.406 | 0.58971
2014-09-26 11:01 | 2009-09-26 | 4860:00 | 2.63 | 1.19 | 3.14 | 1.42 | 2.27 | 2.13 | 0.52206
2014-09-26 12:01 | 2009-09-26 | 4861:00 | 2.77 | 0.79 | 3.39 | 0.67 | 1.3 | 1.784 | 0.43725
2014-09-26 13:01 | 2009-09-26 | 4862:00 | 1.03 | 1.97 | 3.46 | 0.23 | 0.9 | 1.518 | 0.37206
2014-09-26 14:01 | 2009-09-26 | 4863:00 | 0.65 | 1.05 | 1.25 | 0.18 | 0.56 | 0.738 | 0.18088
2014-09-26 15:01 | 2009-09-26 | 4864:00 | 0.56 | 0.49 | 0.82 | 0.16 | 0.89 | 0.584 | 0.14314
2014-09-26 16:01 | 2009-09-26 | 4865:00 | 0.39 | 0.26 | 1.52 | 0.1 | 0.94 | 0.642 | 0.15735
2014-09-26 17:01 | 2009-09-26 | 4866:00 | 0.07 | 0.1 | 0.23 | 0.02 | 0.25 | 0.134 | 0.032843
2014-09-26 18:01 | 2009-09-26 | 4867:00 | 0.01 | 0.02 | 0.28 | 0 | 0.01 | 0.064 | 0.015686
2014-09-26 19:01 | 2009-09-26 | 4868:00 | 0 | 0 | 0.02 | 0 | 0 | 0.004 | 0.00098039
2014-09-26 20:01 | 2009-09-26 | 4869:00 | 0 | 0 | 0 | 0 | 0 | 0 | 0
2014-09-26 21:01 | 2009-09-26 | 4870:00 | 0 | 0 | 0 | 0 | 0 | 0 | 0
2014-09-26 22:01 | 2009-09-26 | 4871:00 | 0 | 0 | 0 | 0 | 0 | 0 | 0
2014-09-26 23:01 | 2009-09-26 | 4872:00 | 0 | 0 | 0 | 0 | 0 | 0 | 0
2014-09-27 00:01 | 2009-09-27 | 4873:00 | 0 | 0 | 0 | 0 | 0 | 0 | 0
2014-09-27 01:01 | 2009-09-27 | 4874:00 | 0 | 0 | 0 | 0 | 0 | 0 | 0
2014-09-27 02:01 | 2009-09-27 | 4875:00 | 0 | 0 | 0 | 0 | 0 | 0 | 0
2014-09-27 03:01 | 2009-09-27 | 4876:00 | 0 | 0 | 0 | 0 | 0 | 0 | 0
2014-09-27 04:01 | 2009-09-27 | 4877:00 | 0 | 0 | 0 | 0 | 0 | 0 | 0
2014-09-27 05:01 | 2009-09-27 | 4878:00 | 0 | 0 | 0 | 0 | 0 | 0 | 0
2014-09-27 06:01 | 2009-09-27 | 4879:00 | 0 | 0 | 0 | 0 | 0 | 0 | 0
2014-09-27 07:01 | 2009-09-27 | 4880:00 | 0.04 | 0.01 | 0 | 0.13 | 0.08 | 0.052 | 0.012745
2014-09-27 08:01 | 2009-09-27 | 4881:00 | 0.5 | 0.02 | 0.05 | 1.76 | 0.91 | 0.648 | 0.15882
2014-09-27 09:01 | 2009-09-27 | 4882:00 | 1.31 | 0.09 | 0.24 | 2.67 | 1.31 | 1.124 | 0.27549
2014-09-27 10:01 | 2009-09-27 | 4883:00 | 1.09 | 0.17 | 0.39 | 3.23 | 1.91 | 1.358 | 0.33284
2014-09-27 11:01 | 2009-09-27 | 4884:00 | 1.48 | 0.23 | 0.57 | 3.5 | 3.46 | 1.848 | 0.45294
2014-09-27 12:01 | 2009-09-27 | 4885:00 | 0.7 | 0.34 | 0.77 | 3.59 | 2.63 | 1.606 | 0.39363
2014-09-27 13:01 | 2009-09-27 | 4886:00 | 0.5 | 0.42 | 1 | 2.8 | 1.75 | 1.294 | 0.31716
2014-09-27 14:01 | 2009-09-27 | 4887:00 | 0.5 | 0.34 | 1.26 | 1.05 | 2 | 1.03 | 0.25245
2014-09-27 15:01 | 2009-09-27 | 4888:00 | 0.39 | 0.07 | 0.77 | 0.64 | 0.79 | 0.532 | 0.13039
2014-09-27 16:01 | 2009-09-27 | 4889:00 | 0.2 | 0 | 0.47 | 0.39 | 0.22 | 0.256 | 0.062745
2014-09-27 17:01 | 2009-09-27 | 4890:00 | 0.08 | 0 | 0.26 | 0.15 | 0.11 | 0.12 | 0.029412
2014-09-27 18:01 | 2009-09-27 | 4891:00 | 0 | 0 | 0.09 | 0.03 | 0.01 | 0.026 | 0.0063725
2014-09-27 19:01 | 2009-09-27 | 4892:00 | 0 | 0 | 0.01 | 0 | 0 | 0.002 | 0.0004902
2014-09-27 20:01 | 2009-09-27 | 4893:00 | 0 | 0 | 0 | 0 | 0 | 0 | 0
2014-09-27 21:01 | 2009-09-27 | 4894:00 | 0 | 0 | 0 | 0 | 0 | 0 | 0
2014-09-27 22:01 | 2009-09-27 | 4895:00 | 0 | 0 | 0 | 0 | 0 | 0 | 0
2014-09-27 23:01 | 2009-09-27 | 4896:00 | 0 | 0 | 0 | 0 | 0 | 0 | 0
2014-09-28 00:01 | 2009-09-28 | 4897:00 | 0 | 0 | 0 | 0 | 0 | 0 | 0
2014-09-28 01:01 | 2009-09-28 | 4898:00 | 0 | 0 | 0 | 0 | 0 | 0 | 0
2014-09-28 02:01 | 2009-09-28 | 4899:00 | 0 | 0 | 0 | 0 | 0 | 0 | 0
2014-09-28 03:01 | 2009-09-28 | 4900:00 | 0 | 0 | 0 | 0 | 0 | 0 | 0
2014-09-28 04:01 | 2009-09-28 | 4901:00 | 0 | 0 | 0 | 0 | 0 | 0 | 0
2014-09-28 05:01 | 2009-09-28 | 4902:00 | 0 | 0 | 0 | 0 | 0 | 0 | 0
2014-09-28 06:01 | 2009-09-28 | 4903:00 | 0 | 0 | 0 | 0 | 0 | 0 | 0
2014-09-28 07:01 | 2009-09-28 | 4904:00 | 0.04 | 0.03 | 0 | 0.11 | 0.02 | 0.04 | 0.0098039
2014-09-28 08:01 | 2009-09-28 | 4905:00 | 0.7 | 0.6 | 0.04 | 1.28 | 0.11 | 0.546 | 0.13382
2014-09-28 09:01 | 2009-09-28 | 4906:00 | 2.1 | 1.18 | 0.16 | 0.95 | 0.16 | 0.91 | 0.22304
2014-09-28 10:01 | 2009-09-28 | 4907:00 | 2.58 | 0.6 | 0.15 | 0.6 | 0.26 | 0.838 | 0.20539
2014-09-28 11:01 | 2009-09-28 | 4908:00 | 2.76 | 0.86 | 1.72 | 1.65 | 0.55 | 1.508 | 0.36961
2014-09-28 12:01 | 2009-09-28 | 4909:00 | 2.01 | 0.71 | 1.12 | 3.16 | 0.59 | 1.518 | 0.37206
2014-09-28 13:01 | 2009-09-28 | 4910:00 | 1.53 | 1.78 | 2.61 | 1.99 | 0.25 | 1.632 | 0.4
2014-09-28 14:01 | 2009-09-28 | 4911:00 | 1.89 | 0.44 | 0.94 | 1.99 | 0.23 | 1.098 | 0.26912
2014-09-28 15:01 | 2009-09-28 | 4912:00 | 1.03 | 0.44 | 2.14 | 0.53 | 0.21 | 0.87 | 0.21324
2014-09-28 16:01 | 2009-09-28 | 4913:00 | 0.64 | 0.35 | 0.68 | 0.38 | 0.05 | 0.42 | 0.10294
2014-09-28 17:01 | 2009-09-28 | 4914:00 | 0.14 | 0.12 | 0.36 | 0.1 | 0.01 | 0.146 | 0.035784
2014-09-28 18:01 | 2009-09-28 | 4915:00 | 0.01 | 0.01 | 0.12 | 0.01 | 0 | 0.03 | 0.0073529
2014-09-28 19:01 | 2009-09-28 | 4916:00 | 0 | 0 | 0.02 | 0 | 0 | 0.004 | 0.00098039
2014-09-28 20:01 | 2009-09-28 | 4917:00 | 0 | 0 | 0 | 0 | 0 | 0 | 0
2014-09-28 21:01 | 2009-09-28 | 4918:00 | 0 | 0 | 0 | 0 | 0 | 0 | 0
2014-09-28 22:01 | 2009-09-28 | 4919:00 | 0 | 0 | 0 | 0 | 0 | 0 | 0
2014-09-28 23:01 | 2009-09-28 | 4920:00 | 0 | 0 | 0 | 0 | 0 | 0 | 0
2014-09-29 00:01 | 2009-09-29 | 4921:00 | 0 | 0 | 0 | 0 | 0 | 0 | 0
2014-09-29 01:01 | 2009-09-29 | 4922:00 | 0 | 0 | 0 | 0 | 0 | 0 | 0
2014-09-29 02:01 | 2009-09-29 | 4923:00 | 0 | 0 | 0 | 0 | 0 | 0 | 0
2014-09-29 03:01 | 2009-09-29 | 4924:00 | 0 | 0 | 0 | 0 | 0 | 0 | 0
2014-09-29 04:01 | 2009-09-29 | 4925:00 | 0 | 0 | 0 | 0 | 0 | 0 | 0
2014-09-29 05:01 | 2009-09-29 | 4926:00 | 0 | 0 | 0 | 0 | 0 | 0 | 0
2014-09-29 06:01 | 2009-09-29 | 4927:00 | 0 | 0 | 0 | 0 | 0 | 0 | 0
2014-09-29 07:01 | 2009-09-29 | 4928:00 | 0.06 | 0.01 | 0 | 0.01 | 0 | 0.016 | 0.0039216
2014-09-29 08:01 | 2009-09-29 | 4929:00 | 1.6 | 0.12 | 0.01 | 0.08 | 0.05 | 0.372 | 0.091176
2014-09-29 09:01 | 2009-09-29 | 4930:00 | 2.54 | 0.41 | 0.08 | 0.26 | 0.15 | 0.688 | 0.16863
2014-09-29 10:01 | 2009-09-29 | 4931:00 | 2.8 | 0.49 | 0.19 | 0.68 | 0.32 | 0.896 | 0.21961
2014-09-29 11:01 | 2009-09-29 | 4932:00 | 2.85 | 0.73 | 0.44 | 0.64 | 0.41 | 1.014 | 0.24853
2014-09-29 12:01 | 2009-09-29 | 4933:00 | 1.85 | 0.87 | 0.65 | 0.99 | 0.3 | 0.932 | 0.22843
2014-09-29 13:01 | 2009-09-29 | 4934:00 | 2.92 | 0.89 | 1.6 | 0.96 | 0.44 | 1.362 | 0.33382
2014-09-29 14:01 | 2009-09-29 | 4935:00 | 1.52 | 0.58 | 1.36 | 0.56 | 0.47 | 0.898 | 0.2201
2014-09-29 15:01 | 2009-09-29 | 4936:00 | 1.87 | 0.47 | 1.59 | 0.46 | 0.33 | 0.944 | 0.23137
2014-09-29 16:01 | 2009-09-29 | 4937:00 | 0.79 | 0.37 | 1.02 | 0.22 | 0.18 | 0.516 | 0.12647
2014-09-29 17:01 | 2009-09-29 | 4938:00 | 0.2 | 0.16 | 0.18 | 0.07 | 0.05 | 0.132 | 0.032353
2014-09-29 18:01 | 2009-09-29 | 4939:00 | 0.01 | 0.01 | 0.08 | 0 | 0 | 0.02 | 0.004902
2014-09-29 19:01 | 2009-09-29 | 4940:00 | 0 | 0 | 0 | 0 | 0 | 0 | 0
2014-09-29 20:01 | 2009-09-29 | 4941:00 | 0 | 0 | 0 | 0 | 0 | 0 | 0
2014-09-29 21:01 | 2009-09-29 | 4942:00 | 0 | 0 | 0 | 0 | 0 | 0 | 0
2014-09-29 22:01 | 2009-09-29 | 4943:00 | 0 | 0 | 0 | 0 | 0 | 0 | 0
2014-09-29 23:01 | 2009-09-29 | 4944:00 | 0 | 0 | 0 | 0 | 0 | 0 | 0
2014-09-30 00:01 | 2009-09-30 | 4945:00 | 0 | 0 | 0 | 0 | 0 | 0 | 0
2014-09-30 01:01 | 2009-09-30 | 4946:00 | 0 | 0 | 0 | 0 | 0 | 0 | 0
2014-09-30 02:01 | 2009-09-30 | 4947:00 | 0 | 0 | 0 | 0 | 0 | 0 | 0
2014-09-30 03:01 | 2009-09-30 | 4948:00 | 0 | 0 | 0 | 0 | 0 | 0 | 0
2014-09-30 04:01 | 2009-09-30 | 4949:00 | 0 | 0 | 0 | 0 | 0 | 0 | 0
2014-09-30 05:01 | 2009-09-30 | 4950:00 | 0 | 0 | 0 | 0 | 0 | 0 | 0
2014-09-30 06:01 | 2009-09-30 | 4951:00 | 0 | 0 | 0 | 0 | 0 | 0 | 0
2014-09-30 07:01 | 2009-09-30 | 4952:00 | 0.02 | 0.03 | 0 | 0.04 | 0.04 | 0.026 | 0.0063725
2014-09-30 08:01 | 2009-09-30 | 4953:00 | 0.49 | 0.86 | 0 | 1.32 | 0.5 | 0.634 | 0.15539
2014-09-30 09:01 | 2009-09-30 | 4954:00 | 0.39 | 1.95 | 0.04 | 1.67 | 1.32 | 1.074 | 0.26324
2014-09-30 10:01 | 2009-09-30 | 4955:00 | 0.19 | 2.92 | 0.28 | 1.48 | 0.25 | 1.024 | 0.25098
2014-09-30 11:01 | 2009-09-30 | 4956:00 | 0.26 | 1.28 | 0.75 | 1.53 | 0.34 | 0.832 | 0.20392
2014-09-30 12:01 | 2009-09-30 | 4957:00 | 0.21 | 0.88 | 0.38 | 1.09 | 1.48 | 0.808 | 0.19804
2014-09-30 13:01 | 2009-09-30 | 4958:00 | 0.11 | 0.62 | 1.56 | 2.69 | 0.62 | 1.12 | 0.27451
2014-09-30 14:01 | 2009-09-30 | 4959:00 | 0.22 | 0.41 | 1.42 | 2.45 | 0.39 | 0.978 | 0.23971
2014-09-30 15:01 | 2009-09-30 | 4960:00 | 0.27 | 0.91 | 1.06 | 1.48 | 0.35 | 0.814 | 0.19951
2014-09-30 16:01 | 2009-09-30 | 4961:00 | 0.18 | 0.69 | 1.77 | 1.08 | 0.17 | 0.778 | 0.19069
2014-09-30 17:01 | 2009-09-30 | 4962:00 | 0.05 | 0.2 | 1.07 | 0.2 | 0.06 | 0.316 | 0.077451
2014-09-30 18:01 | 2009-09-30 | 4963:00 | 0 | 0.01 | 0.31 | 0.01 | 0 | 0.066 | 0.016176
2014-09-30 19:01 | 2009-09-30 | 4964:00 | 0 | 0 | 0.01 | 0 | 0 | 0.002 | 0.0004902
2014-09-30 20:01 | 2009-09-30 | 4965:00 | 0 | 0 | 0 | 0 | 0 | 0 | 0
2014-09-30 21:01 | 2009-09-30 | 4966:00 | 0 | 0 | 0 | 0 | 0 | 0 | 0
2014-09-30 22:01 | 2009-09-30 | 4967:00 | 0 | 0 | 0 | 0 | 0 | 0 | 0
2014-09-30 23:01 | 2009-09-30 | 4968:00 | 0 | 0 | 0 | 0 | 0 | 0 | 0
2014-10-01 00:01 | 2009-10-01 | 4969:00 | 0 | 0 | 0 | 0 | 0 | 0 | 0
2014-10-01 01:01 | 2009-10-01 | 4970:00 | 0 | 0 | 0 | 0 | 0 | 0 | 0
2014-10-01 02:01 | 2009-10-01 | 4971:00 | 0 | 0 | 0 | 0 | 0 | 0 | 0
2014-10-01 03:01 | 2009-10-01 | 4972:00 | 0 | 0 | 0 | 0 | 0 | 0 | 0
2014-10-01 04:01 | 2009-10-01 | 4973:00 | 0 | 0 | 0 | 0 | 0 | 0 | 0
2014-10-01 05:01 | 2009-10-01 | 4974:00 | 0 | 0 | 0 | 0 | 0 | 0 | 0
2014-10-01 06:01 | 2009-10-01 | 4975:00 | 0 | 0 | 0 | 0 | 0 | 0 | 0
2014-10-01 07:01 | 2009-10-01 | 4976:00 | 0.01 | 0.02 | 0 | 0.03 | 0.01 | 0.014 | 0.0034314
2014-10-01 08:01 | 2009-10-01 | 4977:00 | 0.1 | 0.2 | 0.07 | 0.23 | 0.08 | 0.136 | 0.033333
2014-10-01 09:01 | 2009-10-01 | 4978:00 | 0.28 | 1.03 | 1.08 | 0.77 | 0.26 | 0.684 | 0.16765
2014-10-01 10:01 | 2009-10-01 | 4979:00 | 0.61 | 1.81 | 1.97 | 3.24 | 0.22 | 1.57 | 0.3848
2014-10-01 11:01 | 2009-10-01 | 4980:00 | 1.53 | 1.44 | 2.8 | 1.58 | 0.15 | 1.5 | 0.36765
2014-10-01 12:01 | 2009-10-01 | 4981:00 | 1.36 | 2.34 | 3.2 | 1.64 | 0.25 | 1.758 | 0.43088
2014-10-01 13:01 | 2009-10-01 | 4982:00 | 0.43 | 1.4 | 3.13 | 1.46 | 0.29 | 1.342 | 0.32892
2014-10-01 14:01 | 2009-10-01 | 4983:00 | 0.72 | 1.83 | 2.87 | 1.49 | 0.27 | 1.436 | 0.35196
2014-10-01 15:01 | 2009-10-01 | 4984:00 | 0.84 | 1.45 | 2.48 | 0.68 | 0.27 | 1.144 | 0.28039
2014-10-01 16:01 | 2009-10-01 | 4985:00 | 0.16 | 0.4 | 1.56 | 0.14 | 0.22 | 0.496 | 0.12157
2014-10-01 17:01 | 2009-10-01 | 4986:00 | 0.04 | 0.19 | 0.73 | 0.2 | 0.08 | 0.248 | 0.060784
2014-10-01 18:01 | 2009-10-01 | 4987:00 | 0 | 0.01 | 0.2 | 0.01 | 0 | 0.044 | 0.010784
2014-10-01 19:01 | 2009-10-01 | 4988:00 | 0 | 0 | 0 | 0 | 0 | 0 | 0
2014-10-01 20:01 | 2009-10-01 | 4989:00 | 0 | 0 | 0 | 0 | 0 | 0 | 0
2014-10-01 21:01 | 2009-10-01 | 4990:00 | 0 | 0 | 0 | 0 | 0 | 0 | 0
2014-10-01 22:01 | 2009-10-01 | 4991:00 | 0 | 0 | 0 | 0 | 0 | 0 | 0
2014-10-01 23:01 | 2009-10-01 | 4992:00 | 0 | 0 | 0 | 0 | 0 | 0 | 0
2014-10-02 00:01 | 2009-10-02 | 4993:00 | 0 | 0 | 0 | 0 | 0 | 0 | 0
2014-10-02 01:01 | 2009-10-02 | 4994:00 | 0 | 0 | 0 | 0 | 0 | 0 | 0
2014-10-02 02:01 | 2009-10-02 | 4995:00 | 0 | 0 | 0 | 0 | 0 | 0 | 0
2014-10-02 03:01 | 2009-10-02 | 4996:00 | 0 | 0 | 0 | 0 | 0 | 0 | 0
2014-10-02 04:01 | 2009-10-02 | 4997:00 | 0 | 0 | 0 | 0 | 0 | 0 | 0
2014-10-02 05:01 | 2009-10-02 | 4998:00 | 0 | 0 | 0 | 0 | 0 | 0 | 0
2014-10-02 06:01 | 2009-10-02 | 4999:00 | 0 | 0 | 0 | 0 | 0 | 0 | 0
2014-10-02 07:01 | 2009-10-02 | 5000:00 | 0.02 | 0.04 | 0 | 0.04 | 0.03 | 0.026 | 0.0063725
2014-10-02 08:01 | 2009-10-02 | 5001:00 | 0.15 | 1.15 | 0.04 | 1.37 | 1.01 | 0.744 | 0.18235
2014-10-02 09:01 | 2009-10-02 | 5002:00 | 0.53 | 2.61 | 0.68 | 2.33 | 2.22 | 1.674 | 0.41029
2014-10-02 10:01 | 2009-10-02 | 5003:00 | 0.7 | 3.27 | 1.97 | 2.9 | 1.1 | 1.988 | 0.48725
2014-10-02 11:01 | 2009-10-02 | 5004:00 | 1.82 | 1.6 | 2.67 | 3.26 | 0.86 | 2.042 | 0.50049
2014-10-02 12:01 | 2009-10-02 | 5005:00 | 2.22 | 2.48 | 2.85 | 2.79 | 1.71 | 2.41 | 0.59069
2014-10-02 13:01 | 2009-10-02 | 5006:00 | 1.94 | 2.98 | 2.98 | 1.64 | 1.97 | 2.302 | 0.56422
2014-10-02 14:01 | 2009-10-02 | 5007:00 | 1.79 | 2.75 | 2.89 | 1.66 | 2.21 | 2.26 | 0.55392
2014-10-02 15:01 | 2009-10-02 | 5008:00 | 0.85 | 1.75 | 2.48 | 1.08 | 1.15 | 1.462 | 0.35833
2014-10-02 16:01 | 2009-10-02 | 5009:00 | 0.31 | 0.98 | 1.75 | 0.78 | 0.57 | 0.878 | 0.2152
2014-10-02 17:01 | 2009-10-02 | 5010:00 | 0.08 | 0.08 | 0.81 | 0.09 | 0.21 | 0.254 | 0.062255
2014-10-02 18:01 | 2009-10-02 | 5011:00 | 0 | 0 | 0.12 | 0 | 0 | 0.024 | 0.0058824
2014-10-02 19:01 | 2009-10-02 | 5012:00 | 0 | 0 | 0 | 0 | 0 | 0 | 0
2014-10-02 20:01 | 2009-10-02 | 5013:00 | 0 | 0 | 0 | 0 | 0 | 0 | 0
2014-10-02 21:01 | 2009-10-02 | 5014:00 | 0 | 0 | 0 | 0 | 0 | 0 | 0
2014-10-02 22:01 | 2009-10-02 | 5015:00 | 0 | 0 | 0 | 0 | 0 | 0 | 0
2014-10-02 23:01 | 2009-10-02 | 5016:00 | 0 | 0 | 0 | 0 | 0 | 0 | 0
2014-10-03 00:01 | 2009-10-03 | 5017:00 | 0 | 0 | 0 | 0 | 0 | 0 | 0
2014-10-03 01:01 | 2009-10-03 | 5018:00 | 0 | 0 | 0 | 0 | 0 | 0 | 0
2014-10-03 02:01 | 2009-10-03 | 5019:00 | 0 | 0 | 0 | 0 | 0 | 0 | 0
2014-10-03 03:01 | 2009-10-03 | 5020:00 | 0 | 0 | 0 | 0 | 0 | 0 | 0
2014-10-03 04:01 | 2009-10-03 | 5021:00 | 0 | 0 | 0 | 0 | 0 | 0 | 0
2014-10-03 05:01 | 2009-10-03 | 5022:00 | 0 | 0 | 0 | 0 | 0 | 0 | 0
2014-10-03 06:01 | 2009-10-03 | 5023:00 | 0 | 0 | 0 | 0 | 0 | 0 | 0
2014-10-03 07:01 | 2009-10-03 | 5024:00 | 0.02 | 0.01 | 0 | 0.01 | 0.03 | 0.014 | 0.0034314
2014-10-03 08:01 | 2009-10-03 | 5025:00 | 0.2 | 0.08 | 0.04 | 0.16 | 0.43 | 0.182 | 0.044608
2014-10-03 09:01 | 2009-10-03 | 5026:00 | 0.37 | 0.09 | 0.29 | 0.9 | 0.47 | 0.424 | 0.10392
2014-10-03 10:01 | 2009-10-03 | 5027:00 | 0.53 | 0.82 | 1.85 | 1.89 | 0.25 | 1.068 | 0.26176
2014-10-03 11:01 | 2009-10-03 | 5028:00 | 0.79 | 0.48 | 2.64 | 1.06 | 0.51 | 1.096 | 0.26863
2014-10-03 12:01 | 2009-10-03 | 5029:00 | 1.01 | 0.18 | 3.13 | 1.35 | 0.26 | 1.186 | 0.29069
2014-10-03 13:01 | 2009-10-03 | 5030:00 | 0.66 | 2.75 | 3.07 | 2.19 | 0.25 | 1.784 | 0.43725
2014-10-03 14:01 | 2009-10-03 | 5031:00 | 0.27 | 0.23 | 2.4 | 1.67 | 0.33 | 0.98 | 0.2402
2014-10-03 15:01 | 2009-10-03 | 5032:00 | 0.23 | 0.47 | 2.09 | 1.22 | 0.28 | 0.858 | 0.21029
2014-10-03 16:01 | 2009-10-03 | 5033:00 | 0.13 | 0.18 | 1.36 | 0.56 | 0.17 | 0.48 | 0.11765
2014-10-03 17:01 | 2009-10-03 | 5034:00 | 0.03 | 0.04 | 0.77 | 0.13 | 0.06 | 0.206 | 0.05049
2014-10-03 18:01 | 2009-10-03 | 5035:00 | 0 | 0 | 0.17 | 0 | 0 | 0.034 | 0.0083333
2014-10-03 19:01 | 2009-10-03 | 5036:00 | 0 | 0 | 0 | 0 | 0 | 0 | 0
2014-10-03 20:01 | 2009-10-03 | 5037:00 | 0 | 0 | 0 | 0 | 0 | 0 | 0
2014-10-03 21:01 | 2009-10-03 | 5038:00 | 0 | 0 | 0 | 0 | 0 | 0 | 0
2014-10-03 22:01 | 2009-10-03 | 5039:00 | 0 | 0 | 0 | 0 | 0 | 0 | 0
2014-10-03 23:01 | 2009-10-03 | 5040:00 | 0 | 0 | 0 | 0 | 0 | 0 | 0
2014-10-04 00:01 | 2009-10-04 | 5041:00 | 0 | 0 | 0 | 0 | 0 | 0 | 0
2014-10-04 01:01 | 2009-10-04 | 5042:00 | 0 | 0 | 0 | 0 | 0 | 0 | 0
2014-10-04 02:01 | 2009-10-04 | 5043:00 | 0 | 0 | 0 | 0 | 0 | 0 | 0
2014-10-04 03:01 | 2009-10-04 | 5044:00 | 0 | 0 | 0 | 0 | 0 | 0 | 0
2014-10-04 04:01 | 2009-10-04 | 5045:00 | 0 | 0 | 0 | 0 | 0 | 0 | 0
2014-10-04 05:01 | 2009-10-04 | 5046:00 | 0 | 0 | 0 | 0 | 0 | 0 | 0
2014-10-04 06:01 | 2009-10-04 | 5047:00 | 0 | 0 | 0 | 0 | 0 | 0 | 0
2014-10-04 07:01 | 2009-10-04 | 5048:00 | 0.01 | 0.02 | 0 | 0.01 | 0.02 | 0.012 | 0.0029412
2014-10-04 08:01 | 2009-10-04 | 5049:00 | 0.19 | 0.5 | 0 | 0.2 | 0.21 | 0.22 | 0.053922
2014-10-04 09:01 | 2009-10-04 | 5050:00 | 0.54 | 1.64 | 0.01 | 0.49 | 1.53 | 0.842 | 0.20637
2014-10-04 10:01 | 2009-10-04 | 5051:00 | 0.72 | 0.11 | 0.05 | 0.92 | 1.3 | 0.62 | 0.15196
2014-10-04 11:01 | 2009-10-04 | 5052:00 | 0.96 | 1 | 0.16 | 0.94 | 0.6 | 0.732 | 0.17941
2014-10-04 12:01 | 2009-10-04 | 5053:00 | 0.7 | 1.09 | 0.24 | 0.77 | 0.68 | 0.696 | 0.17059
2014-10-04 13:01 | 2009-10-04 | 5054:00 | 0.62 | 0.86 | 0.31 | 1.08 | 0.48 | 0.67 | 0.16422
2014-10-04 14:01 | 2009-10-04 | 5055:00 | 0.84 | 0.61 | 0.5 | 0.94 | 0.35 | 0.648 | 0.15882
2014-10-04 15:01 | 2009-10-04 | 5056:00 | 0.43 | 0.34 | 0.84 | 1.08 | 0.28 | 0.594 | 0.14559
2014-10-04 16:01 | 2009-10-04 | 5057:00 | 0.13 | 0.22 | 0.67 | 0.11 | 0.23 | 0.272 | 0.066667
2014-10-04 17:01 | 2009-10-04 | 5058:00 | 0.04 | 0.03 | 0.18 | 0.05 | 0.09 | 0.078 | 0.019118
2014-10-04 18:01 | 2009-10-04 | 5059:00 | 0 | 0 | 0.08 | 0 | 0 | 0.016 | 0.0039216
2014-10-04 19:01 | 2009-10-04 | 5060:00 | 0 | 0 | 0 | 0 | 0 | 0 | 0
2014-10-04 20:01 | 2009-10-04 | 5061:00 | 0 | 0 | 0 | 0 | 0 | 0 | 0
2014-10-04 21:01 | 2009-10-04 | 5062:00 | 0 | 0 | 0 | 0 | 0 | 0 | 0
2014-10-04 22:01 | 2009-10-04 | 5063:00 | 0 | 0 | 0 | 0 | 0 | 0 | 0
2014-10-04 23:01 | 2009-10-04 | 5064:00 | 0 | 0 | 0 | 0 | 0 | 0 | 0
2014-10-05 00:01 | 2009-10-05 | 5065:00 | 0 | 0 | 0 | 0 | 0 | 0 | 0
2014-10-05 01:01 | 2009-10-05 | 5066:00 | 0 | 0 | 0 | 0 | 0 | 0 | 0
2014-10-05 02:01 | 2009-10-05 | 5067:00 | 0 | 0 | 0 | 0 | 0 | 0 | 0
2014-10-05 03:01 | 2009-10-05 | 5068:00 | 0 | 0 | 0 | 0 | 0 | 0 | 0
2014-10-05 04:01 | 2009-10-05 | 5069:00 | 0 | 0 | 0 | 0 | 0 | 0 | 0
2014-10-05 05:01 | 2009-10-05 | 5070:00 | 0 | 0 | 0 | 0 | 0 | 0 | 0
2014-10-05 06:01 | 2009-10-05 | 5071:00 | 0 | 0 | 0 | 0 | 0 | 0 | 0
2014-10-05 07:01 | 2009-10-05 | 5072:00 | 0 | 0 | 0 | 0.02 | 0.03 | 0.01 | 0.002451
2014-10-05 08:01 | 2009-10-05 | 5073:00 | 0 | 0.05 | 0 | 0.34 | 0.23 | 0.124 | 0.030392
2014-10-05 09:01 | 2009-10-05 | 5074:00 | 0.03 | 0.19 | 0.17 | 1.01 | 0.26 | 0.332 | 0.081373
2014-10-05 10:01 | 2009-10-05 | 5075:00 | 0.12 | 0.48 | 2.36 | 1.73 | 1.03 | 1.144 | 0.28039
2014-10-05 11:01 | 2009-10-05 | 5076:00 | 0.11 | 2.7 | 3.08 | 1.22 | 1.46 | 1.714 | 0.4201
2014-10-05 12:01 | 2009-10-05 | 5077:00 | 0.13 | 1.53 | 3.37 | 0.34 | 2.67 | 1.608 | 0.39412
2014-10-05 13:01 | 2009-10-05 | 5078:00 | 0.24 | 1.42 | 3.24 | 0.28 | 0.56 | 1.148 | 0.28137
2014-10-05 14:01 | 2009-10-05 | 5079:00 | 0.37 | 0.43 | 3.29 | 0.22 | 0.31 | 0.924 | 0.22647
2014-10-05 15:01 | 2009-10-05 | 5080:00 | 0.19 | 0.2 | 2.81 | 0.16 | 0.22 | 0.716 | 0.17549
2014-10-05 16:01 | 2009-10-05 | 5081:00 | 0.1 | 0.1 | 1.61 | 0.14 | 0.12 | 0.414 | 0.10147
2014-10-05 17:01 | 2009-10-05 | 5082:00 | 0.02 | 0.03 | 0.23 | 0.06 | 0.09 | 0.086 | 0.021078
2014-10-05 18:01 | 2009-10-05 | 5083:00 | 0 | 0 | 0.16 | 0.01 | 0 | 0.034 | 0.0083333
2014-10-05 19:01 | 2009-10-05 | 5084:00 | 0 | 0 | 0 | 0 | 0 | 0 | 0
2014-10-05 20:01 | 2009-10-05 | 5085:00 | 0 | 0 | 0 | 0 | 0 | 0 | 0
2014-10-05 21:01 | 2009-10-05 | 5086:00 | 0 | 0 | 0 | 0 | 0 | 0 | 0
2014-10-05 22:01 | 2009-10-05 | 5087:00 | 0 | 0 | 0 | 0 | 0 | 0 | 0
2014-10-05 23:01 | 2009-10-05 | 5088:00 | 0 | 0 | 0 | 0 | 0 | 0 | 0
2014-10-06 00:01 | 2009-10-06 | 5089:00 | 0 | 0 | 0 | 0 | 0 | 0 | 0
2014-10-06 01:01 | 2009-10-06 | 5090:00 | 0 | 0 | 0 | 0 | 0 | 0 | 0
2014-10-06 02:01 | 2009-10-06 | 5091:00 | 0 | 0 | 0 | 0 | 0 | 0 | 0
2014-10-06 03:01 | 2009-10-06 | 5092:00 | 0 | 0 | 0 | 0 | 0 | 0 | 0
2014-10-06 04:01 | 2009-10-06 | 5093:00 | 0 | 0 | 0 | 0 | 0 | 0 | 0
2014-10-06 05:01 | 2009-10-06 | 5094:00 | 0 | 0 | 0 | 0 | 0 | 0 | 0
2014-10-06 06:01 | 2009-10-06 | 5095:00 | 0 | 0 | 0 | 0 | 0 | 0 | 0
2014-10-06 07:01 | 2009-10-06 | 5096:00 | 0 | 0 | 0 | 0.02 | 0.02 | 0.008 | 0.0019608
2014-10-06 08:01 | 2009-10-06 | 5097:00 | 0.05 | 0.04 | 0 | 0.29 | 0.63 | 0.202 | 0.04951
2014-10-06 09:01 | 2009-10-06 | 5098:00 | 0.09 | 0.1 | 0.08 | 0.29 | 1.54 | 0.42 | 0.10294
2014-10-06 10:01 | 2009-10-06 | 5099:00 | 0.34 | 0.18 | 0.3 | 1.18 | 2.27 | 0.854 | 0.20931
2014-10-06 11:01 | 2009-10-06 | 5100:00 | 0.47 | 0.38 | 1.46 | 1.4 | 2.36 | 1.214 | 0.29755
2014-10-06 12:01 | 2009-10-06 | 5101:00 | 0.43 | 2.94 | 1.77 | 0.82 | 1.96 | 1.584 | 0.38824
2014-10-06 13:01 | 2009-10-06 | 5102:00 | 0.95 | 2.08 | 1.02 | 0.44 | 2.33 | 1.364 | 0.33431
2014-10-06 14:01 | 2009-10-06 | 5103:00 | 1.13 | 1.51 | 0.79 | 0.4 | 1.88 | 1.142 | 0.2799
2014-10-06 15:01 | 2009-10-06 | 5104:00 | 0.48 | 0.7 | 0.35 | 0.49 | 1.5 | 0.704 | 0.17255
2014-10-06 16:01 | 2009-10-06 | 5105:00 | 0.24 | 0.32 | 0.44 | 0.2 | 0.86 | 0.412 | 0.10098
2014-10-06 17:01 | 2009-10-06 | 5106:00 | 0.07 | 0.16 | 0.1 | 0.06 | 0.11 | 0.1 | 0.02451
2014-10-06 18:01 | 2009-10-06 | 5107:00 | 0 | 0.01 | 0.02 | 0 | 0 | 0.006 | 0.0014706
2014-10-06 19:01 | 2009-10-06 | 5108:00 | 0 | 0 | 0 | 0 | 0 | 0 | 0
2014-10-06 20:01 | 2009-10-06 | 5109:00 | 0 | 0 | 0 | 0 | 0 | 0 | 0
2014-10-06 21:01 | 2009-10-06 | 5110:00 | 0 | 0 | 0 | 0 | 0 | 0 | 0
2014-10-06 22:01 | 2009-10-06 | 5111:00 | 0 | 0 | 0 | 0 | 0 | 0 | 0
2014-10-06 23:01 | 2009-10-06 | 5112:00 | 0 | 0 | 0 | 0 | 0 | 0 | 0
2014-10-07 00:01 | 2009-10-07 | 5113:00 | 0 | 0 | 0 | 0 | 0 | 0 | 0
2014-10-07 01:01 | 2009-10-07 | 5114:00 | 0 | 0 | 0 | 0 | 0 | 0 | 0
2014-10-07 02:01 | 2009-10-07 | 5115:00 | 0 | 0 | 0 | 0 | 0 | 0 | 0
2014-10-07 03:01 | 2009-10-07 | 5116:00 | 0 | 0 | 0 | 0 | 0 | 0 | 0
2014-10-07 04:01 | 2009-10-07 | 5117:00 | 0 | 0 | 0 | 0 | 0 | 0 | 0
2014-10-07 05:01 | 2009-10-07 | 5118:00 | 0 | 0 | 0 | 0 | 0 | 0 | 0
2014-10-07 06:01 | 2009-10-07 | 5119:00 | 0 | 0 | 0 | 0 | 0 | 0 | 0
2014-10-07 07:01 | 2009-10-07 | 5120:00 | 0 | 0.01 | 0 | 0.01 | 0 | 0.004 | 0.00098039
2014-10-07 08:01 | 2009-10-07 | 5121:00 | 0.1 | 1.23 | 0.01 | 0.63 | 0.03 | 0.4 | 0.098039
2014-10-07 09:01 | 2009-10-07 | 5122:00 | 0.3 | 2.49 | 0.14 | 1.68 | 0.11 | 0.944 | 0.23137
2014-10-07 10:01 | 2009-10-07 | 5123:00 | 0.53 | 3.04 | 0.28 | 2.34 | 1.38 | 1.514 | 0.37108
2014-10-07 11:01 | 2009-10-07 | 5124:00 | 0.55 | 3.34 | 1.87 | 3.03 | 1.38 | 2.034 | 0.49853
2014-10-07 12:01 | 2009-10-07 | 5125:00 | 0.57 | 3.28 | 1.05 | 2.8 | 1.11 | 1.762 | 0.43186
2014-10-07 13:01 | 2009-10-07 | 5126:00 | 0.5 | 2.24 | 0.46 | 2.94 | 0.71 | 1.37 | 0.33578
2014-10-07 14:01 | 2009-10-07 | 5127:00 | 0.36 | 2.5 | 0.78 | 2.09 | 1.19 | 1.384 | 0.33922
2014-10-07 15:01 | 2009-10-07 | 5128:00 | 0.26 | 1.68 | 1.1 | 1.08 | 0.98 | 1.02 | 0.25
2014-10-07 16:01 | 2009-10-07 | 5129:00 | 0.1 | 0.71 | 2 | 0.44 | 0.23 | 0.696 | 0.17059
2014-10-07 17:01 | 2009-10-07 | 5130:00 | 0.04 | 0.09 | 0.55 | 0.06 | 0.02 | 0.152 | 0.037255
2014-10-07 18:01 | 2009-10-07 | 5131:00 | 0 | 0 | 0.06 | 0 | 0 | 0.012 | 0.0029412
2014-10-07 19:01 | 2009-10-07 | 5132:00 | 0 | 0 | 0 | 0 | 0 | 0 | 0
2014-10-07 20:01 | 2009-10-07 | 5133:00 | 0 | 0 | 0 | 0 | 0 | 0 | 0
2014-10-07 21:01 | 2009-10-07 | 5134:00 | 0 | 0 | 0 | 0 | 0 | 0 | 0
2014-10-07 22:01 | 2009-10-07 | 5135:00 | 0 | 0 | 0 | 0 | 0 | 0 | 0
2014-10-07 23:01 | 2009-10-07 | 5136:00 | 0 | 0 | 0 | 0 | 0 | 0 | 0
2014-10-08 00:01 | 2009-10-08 | 5137:00 | 0 | 0 | 0 | 0 | 0 | 0 | 0
2014-10-08 01:01 | 2009-10-08 | 5138:00 | 0 | 0 | 0 | 0 | 0 | 0 | 0
2014-10-08 02:01 | 2009-10-08 | 5139:00 | 0 | 0 | 0 | 0 | 0 | 0 | 0
2014-10-08 03:01 | 2009-10-08 | 5140:00 | 0 | 0 | 0 | 0 | 0 | 0 | 0
2014-10-08 04:01 | 2009-10-08 | 5141:00 | 0 | 0 | 0 | 0 | 0 | 0 | 0
2014-10-08 05:01 | 2009-10-08 | 5142:00 | 0 | 0 | 0 | 0 | 0 | 0 | 0
2014-10-08 06:01 | 2009-10-08 | 5143:00 | 0 | 0 | 0 | 0 | 0 | 0 | 0
2014-10-08 07:01 | 2009-10-08 | 5144:00 | 0 | 0.01 | 0 | 0.01 | 0 | 0.004 | 0.00098039
2014-10-08 08:01 | 2009-10-08 | 5145:00 | 0.01 | 0.17 | 0.01 | 0.33 | 0.05 | 0.114 | 0.027941
2014-10-08 09:01 | 2009-10-08 | 5146:00 | 0.09 | 0.57 | 0.12 | 1.75 | 0.12 | 0.53 | 0.1299
2014-10-08 10:01 | 2009-10-08 | 5147:00 | 0.29 | 2.59 | 0.31 | 1.44 | 0.22 | 0.97 | 0.23775
2014-10-08 11:01 | 2009-10-08 | 5148:00 | 0.25 | 3.46 | 0.51 | 1.79 | 0.25 | 1.252 | 0.30686
2014-10-08 12:01 | 2009-10-08 | 5149:00 | 0.25 | 2.96 | 0.62 | 2.63 | 0.12 | 1.316 | 0.32255
2014-10-08 13:01 | 2009-10-08 | 5150:00 | 0.26 | 0.81 | 0.69 | 1.61 | 0.08 | 0.69 | 0.16912
2014-10-08 14:01 | 2009-10-08 | 5151:00 | 0.2 | 0.78 | 0.43 | 1.58 | 0.11 | 0.62 | 0.15196
2014-10-08 15:01 | 2009-10-08 | 5152:00 | 0.09 | 0.3 | 0.39 | 1.1 | 0.07 | 0.39 | 0.095588
2014-10-08 16:01 | 2009-10-08 | 5153:00 | 0.04 | 0.34 | 0.19 | 0.17 | 0.04 | 0.156 | 0.038235
2014-10-08 17:01 | 2009-10-08 | 5154:00 | 0 | 0.08 | 0.08 | 0.05 | 0.02 | 0.046 | 0.011275
2014-10-08 18:01 | 2009-10-08 | 5155:00 | 0 | 0 | 0.02 | 0 | 0 | 0.004 | 0.00098039
2014-10-08 19:01 | 2009-10-08 | 5156:00 | 0 | 0 | 0 | 0 | 0 | 0 | 0
2014-10-08 20:01 | 2009-10-08 | 5157:00 | 0 | 0 | 0 | 0 | 0 | 0 | 0
2014-10-08 21:01 | 2009-10-08 | 5158:00 | 0 | 0 | 0 | 0 | 0 | 0 | 0
2014-10-08 22:01 | 2009-10-08 | 5159:00 | 0 | 0 | 0 | 0 | 0 | 0 | 0
2014-10-08 23:01 | 2009-10-08 | 5160:00 | 0 | 0 | 0 | 0 | 0 | 0 | 0
2014-10-09 00:01 | 2009-10-09 | 5161:00 | 0 | 0 | 0 | 0 | 0 | 0 | 0
2014-10-09 01:01 | 2009-10-09 | 5162:00 | 0 | 0 | 0 | 0 | 0 | 0 | 0
2014-10-09 02:01 | 2009-10-09 | 5163:00 | 0 | 0 | 0 | 0 | 0 | 0 | 0
2014-10-09 03:01 | 2009-10-09 | 5164:00 | 0 | 0 | 0 | 0 | 0 | 0 | 0
2014-10-09 04:01 | 2009-10-09 | 5165:00 | 0 | 0 | 0 | 0 | 0 | 0 | 0
2014-10-09 05:01 | 2009-10-09 | 5166:00 | 0 | 0 | 0 | 0 | 0 | 0 | 0
2014-10-09 06:01 | 2009-10-09 | 5167:00 | 0 | 0 | 0 | 0 | 0 | 0 | 0
2014-10-09 07:01 | 2009-10-09 | 5168:00 | 0 | 0 | 0 | 0 | 0.01 | 0.002 | 0.0004902
2014-10-09 08:01 | 2009-10-09 | 5169:00 | 0.04 | 0 | 0 | 0 | 0.17 | 0.042 | 0.010294
2014-10-09 09:01 | 2009-10-09 | 5170:00 | 0.11 | 0.02 | 0.04 | 0.03 | 1.75 | 0.39 | 0.095588
2014-10-09 10:01 | 2009-10-09 | 5171:00 | 0.21 | 0.2 | 0.58 | 0.15 | 0.79 | 0.386 | 0.094608
2014-10-09 11:01 | 2009-10-09 | 5172:00 | 0.37 | 0.3 | 0.57 | 0.52 | 0.06 | 0.364 | 0.089216
2014-10-09 12:01 | 2009-10-09 | 5173:00 | 0.33 | 0.35 | 0.62 | 0.86 | 0.07 | 0.446 | 0.10931
2014-10-09 13:01 | 2009-10-09 | 5174:00 | 0.41 | 0.54 | 0.3 | 0.47 | 0.11 | 0.366 | 0.089706
2014-10-09 14:01 | 2009-10-09 | 5175:00 | 0.48 | 0.38 | 0.48 | 0.4 | 0.11 | 0.37 | 0.090686
2014-10-09 15:01 | 2009-10-09 | 5176:00 | 0.19 | 0.58 | 0.38 | 0.32 | 0.21 | 0.336 | 0.082353
2014-10-09 16:01 | 2009-10-09 | 5177:00 | 0.07 | 0.27 | 0.36 | 0.11 | 0.08 | 0.178 | 0.043627
2014-10-09 17:01 | 2009-10-09 | 5178:00 | 0.01 | 0.04 | 0.21 | 0.01 | 0.02 | 0.058 | 0.014216
2014-10-09 18:01 | 2009-10-09 | 5179:00 | 0 | 0 | 0.05 | 0 | 0 | 0.01 | 0.002451
2014-10-09 19:01 | 2009-10-09 | 5180:00 | 0 | 0 | 0 | 0 | 0 | 0 | 0
2014-10-09 20:01 | 2009-10-09 | 5181:00 | 0 | 0 | 0 | 0 | 0 | 0 | 0
2014-10-09 21:01 | 2009-10-09 | 5182:00 | 0 | 0 | 0 | 0 | 0 | 0 | 0
2014-10-09 22:01 | 2009-10-09 | 5183:00 | 0 | 0 | 0 | 0 | 0 | 0 | 0
2014-10-09 23:01 | 2009-10-09 | 5184:00 | 0 | 0 | 0 | 0 | 0 | 0 | 0
2014-10-10 00:01 | 2009-10-10 | 5185:00 | 0 | 0 | 0 | 0 | 0 | 0 | 0
2014-10-10 01:01 | 2009-10-10 | 5186:00 | 0 | 0 | 0 | 0 | 0 | 0 | 0
2014-10-10 02:01 | 2009-10-10 | 5187:00 | 0 | 0 | 0 | 0 | 0 | 0 | 0
2014-10-10 03:01 | 2009-10-10 | 5188:00 | 0 | 0 | 0 | 0 | 0 | 0 | 0
2014-10-10 04:01 | 2009-10-10 | 5189:00 | 0 | 0 | 0 | 0 | 0 | 0 | 0
2014-10-10 05:01 | 2009-10-10 | 5190:00 | 0 | 0 | 0 | 0 | 0 | 0 | 0
2014-10-10 06:01 | 2009-10-10 | 5191:00 | 0 | 0 | 0 | 0 | 0 | 0 | 0
2014-10-10 07:01 | 2009-10-10 | 5192:00 | 0 | 0 | 0 | 0 | 0.01 | 0.002 | 0.0004902
2014-10-10 08:01 | 2009-10-10 | 5193:00 | 0.04 | 0.01 | 0 | 0.06 | 0.13 | 0.048 | 0.011765
2014-10-10 09:01 | 2009-10-10 | 5194:00 | 0.47 | 0.09 | 0.06 | 0.2 | 0.68 | 0.3 | 0.073529
2014-10-10 10:01 | 2009-10-10 | 5195:00 | 0.89 | 0.23 | 0.2 | 0.19 | 0.94 | 0.49 | 0.1201
2014-10-10 11:01 | 2009-10-10 | 5196:00 | 1.01 | 0.15 | 0.16 | 0.18 | 1.19 | 0.538 | 0.13186
2014-10-10 12:01 | 2009-10-10 | 5197:00 | 1.06 | 0.13 | 0.29 | 0.17 | 0.73 | 0.476 | 0.11667
2014-10-10 13:01 | 2009-10-10 | 5198:00 | 0.89 | 0.33 | 0.36 | 0.11 | 0.36 | 0.41 | 0.10049
2014-10-10 14:01 | 2009-10-10 | 5199:00 | 0.46 | 0.48 | 0.35 | 0.14 | 0.24 | 0.334 | 0.081863
2014-10-10 15:01 | 2009-10-10 | 5200:00 | 0.27 | 0.46 | 0.41 | 0.1 | 0.18 | 0.284 | 0.069608
2014-10-10 16:01 | 2009-10-10 | 5201:00 | 0.11 | 0.19 | 0.27 | 0.02 | 0.07 | 0.132 | 0.032353
2014-10-10 17:01 | 2009-10-10 | 5202:00 | 0.01 | 0.04 | 0.09 | 0 | 0 | 0.028 | 0.0068627
2014-10-10 18:01 | 2009-10-10 | 5203:00 | 0 | 0 | 0.01 | 0 | 0 | 0.002 | 0.0004902
2014-10-10 19:01 | 2009-10-10 | 5204:00 | 0 | 0 | 0 | 0 | 0 | 0 | 0
2014-10-10 20:01 | 2009-10-10 | 5205:00 | 0 | 0 | 0 | 0 | 0 | 0 | 0
2014-10-10 21:01 | 2009-10-10 | 5206:00 | 0 | 0 | 0 | 0 | 0 | 0 | 0
2014-10-10 22:01 | 2009-10-10 | 5207:00 | 0 | 0 | 0 | 0 | 0 | 0 | 0
2014-10-10 23:01 | 2009-10-10 | 5208:00 | 0 | 0 | 0 | 0 | 0 | 0 | 0
2014-10-11 00:01 | 2009-10-11 | 5209:00 | 0 | 0 | 0 | 0 | 0 | 0 | 0
2014-10-11 01:01 | 2009-10-11 | 5210:00 | 0 | 0 | 0 | 0 | 0 | 0 | 0
2014-10-11 02:01 | 2009-10-11 | 5211:00 | 0 | 0 | 0 | 0 | 0 | 0 | 0
2014-10-11 03:01 | 2009-10-11 | 5212:00 | 0 | 0 | 0 | 0 | 0 | 0 | 0
2014-10-11 04:01 | 2009-10-11 | 5213:00 | 0 | 0 | 0 | 0 | 0 | 0 | 0
2014-10-11 05:01 | 2009-10-11 | 5214:00 | 0 | 0 | 0 | 0 | 0 | 0 | 0
2014-10-11 06:01 | 2009-10-11 | 5215:00 | 0 | 0 | 0 | 0 | 0 | 0 | 0
2014-10-11 07:01 | 2009-10-11 | 5216:00 | 0 | 0.01 | 0 | 0 | 0 | 0.002 | 0.0004902
2014-10-11 08:01 | 2009-10-11 | 5217:00 | 0.05 | 0.96 | 0 | 0.01 | 0.03 | 0.21 | 0.051471
2014-10-11 09:01 | 2009-10-11 | 5218:00 | 0.1 | 2.34 | 0.02 | 0.07 | 0.08 | 0.522 | 0.12794
2014-10-11 10:01 | 2009-10-11 | 5219:00 | 0.2 | 2.95 | 0.08 | 0.62 | 0.14 | 0.798 | 0.19559
2014-10-11 11:01 | 2009-10-11 | 5220:00 | 0.27 | 3.22 | 0.12 | 0.23 | 0.28 | 0.824 | 0.20196
2014-10-11 12:01 | 2009-10-11 | 5221:00 | 0.26 | 3.22 | 0.15 | 0.17 | 0.6 | 0.88 | 0.21569
2014-10-11 13:01 | 2009-10-11 | 5222:00 | 0.3 | 2.95 | 0.18 | 0.14 | 0.66 | 0.846 | 0.20735
2014-10-11 14:01 | 2009-10-11 | 5223:00 | 0.37 | 2.42 | 0.26 | 0.13 | 0.69 | 0.774 | 0.18971
2014-10-11 15:01 | 2009-10-11 | 5224:00 | 0.2 | 1.14 | 0.11 | 0.08 | 0.59 | 0.424 | 0.10392
2014-10-11 16:01 | 2009-10-11 | 5225:00 | 0.11 | 0.47 | 0.09 | 0.02 | 0.17 | 0.172 | 0.042157
2014-10-11 17:01 | 2009-10-11 | 5226:00 | 0.01 | 0.07 | 0.08 | 0 | 0.02 | 0.036 | 0.0088235
2014-10-11 18:01 | 2009-10-11 | 5227:00 | 0 | 0 | 0.01 | 0 | 0 | 0.002 | 0.0004902
2014-10-11 19:01 | 2009-10-11 | 5228:00 | 0 | 0 | 0 | 0 | 0 | 0 | 0
2014-10-11 20:01 | 2009-10-11 | 5229:00 | 0 | 0 | 0 | 0 | 0 | 0 | 0
2014-10-11 21:01 | 2009-10-11 | 5230:00 | 0 | 0 | 0 | 0 | 0 | 0 | 0
2014-10-11 22:01 | 2009-10-11 | 5231:00 | 0 | 0 | 0 | 0 | 0 | 0 | 0
2014-10-11 23:01 | 2009-10-11 | 5232:00 | 0 | 0 | 0 | 0 | 0 | 0 | 0
2014-10-12 00:01 | 2009-10-12 | 5233:00 | 0 | 0 | 0 | 0 | 0 | 0 | 0
2014-10-12 01:01 | 2009-10-12 | 5234:00 | 0 | 0 | 0 | 0 | 0 | 0 | 0
2014-10-12 02:01 | 2009-10-12 | 5235:00 | 0 | 0 | 0 | 0 | 0 | 0 | 0
2014-10-12 03:01 | 2009-10-12 | 5236:00 | 0 | 0 | 0 | 0 | 0 | 0 | 0
2014-10-12 04:01 | 2009-10-12 | 5237:00 | 0 | 0 | 0 | 0 | 0 | 0 | 0
2014-10-12 05:01 | 2009-10-12 | 5238:00 | 0 | 0 | 0 | 0 | 0 | 0 | 0
2014-10-12 06:01 | 2009-10-12 | 5239:00 | 0 | 0 | 0 | 0 | 0 | 0 | 0
2014-10-12 07:01 | 2009-10-12 | 5240:00 | 0.01 | 0.01 | 0 | 0 | 0.01 | 0.006 | 0.0014706
2014-10-12 08:01 | 2009-10-12 | 5241:00 | 0.91 | 0.05 | 0 | 0.02 | 0.19 | 0.234 | 0.057353
2014-10-12 09:01 | 2009-10-12 | 5242:00 | 2.47 | 0.1 | 0.02 | 0.08 | 0.25 | 0.584 | 0.14314
2014-10-12 10:01 | 2009-10-12 | 5243:00 | 3.1 | 0.08 | 0.11 | 0.17 | 0.27 | 0.746 | 0.18284
2014-10-12 11:01 | 2009-10-12 | 5244:00 | 3.37 | 0.12 | 0.41 | 0.17 | 0.21 | 0.856 | 0.2098
2014-10-12 12:01 | 2009-10-12 | 5245:00 | 3.37 | 0.17 | 0.33 | 0.17 | 0.21 | 0.85 | 0.20833
2014-10-12 13:01 | 2009-10-12 | 5246:00 | 3.07 | 0.16 | 0.34 | 0.18 | 0.27 | 0.804 | 0.19706
2014-10-12 14:01 | 2009-10-12 | 5247:00 | 2.5 | 0.39 | 0.3 | 0.2 | 0.12 | 0.702 | 0.17206
2014-10-12 15:01 | 2009-10-12 | 5248:00 | 1.67 | 0.21 | 0.3 | 0.13 | 0.74 | 0.61 | 0.14951
2014-10-12 16:01 | 2009-10-12 | 5249:00 | 0.47 | 0.04 | 0.25 | 0.05 | 0.23 | 0.208 | 0.05098
2014-10-12 17:01 | 2009-10-12 | 5250:00 | 0.05 | 0 | 0.08 | 0.01 | 0.05 | 0.038 | 0.0093137
2014-10-12 18:01 | 2009-10-12 | 5251:00 | 0 | 0 | 0.01 | 0 | 0 | 0.002 | 0.0004902
2014-10-12 19:01 | 2009-10-12 | 5252:00 | 0 | 0 | 0 | 0 | 0 | 0 | 0
2014-10-12 20:01 | 2009-10-12 | 5253:00 | 0 | 0 | 0 | 0 | 0 | 0 | 0
2014-10-12 21:01 | 2009-10-12 | 5254:00 | 0 | 0 | 0 | 0 | 0 | 0 | 0
2014-10-12 22:01 | 2009-10-12 | 5255:00 | 0 | 0 | 0 | 0 | 0 | 0 | 0
2014-10-12 23:01 | 2009-10-12 | 5256:00 | 0 | 0 | 0 | 0 | 0 | 0 | 0
2014-10-13 00:01 | 2009-10-13 | 5257:00 | 0 | 0 | 0 | 0 | 0 | 0 | 0
2014-10-13 01:01 | 2009-10-13 | 5258:00 | 0 | 0 | 0 | 0 | 0 | 0 | 0
2014-10-13 02:01 | 2009-10-13 | 5259:00 | 0 | 0 | 0 | 0 | 0 | 0 | 0
2014-10-13 03:01 | 2009-10-13 | 5260:00 | 0 | 0 | 0 | 0 | 0 | 0 | 0
2014-10-13 04:01 | 2009-10-13 | 5261:00 | 0 | 0 | 0 | 0 | 0 | 0 | 0
2014-10-13 05:01 | 2009-10-13 | 5262:00 | 0 | 0 | 0 | 0 | 0 | 0 | 0
2014-10-13 06:01 | 2009-10-13 | 5263:00 | 0 | 0 | 0 | 0 | 0 | 0 | 0
2014-10-13 07:01 | 2009-10-13 | 5264:00 | 0.01 | 0 | 0 | 0 | 0 | 0.002 | 0.0004902
2014-10-13 08:01 | 2009-10-13 | 5265:00 | 0.85 | 0.12 | 0 | 0.05 | 0.12 | 0.228 | 0.055882
2014-10-13 09:01 | 2009-10-13 | 5266:00 | 2.44 | 0.36 | 0.06 | 0.4 | 1.23 | 0.898 | 0.2201
2014-10-13 10:01 | 2009-10-13 | 5267:00 | 2.68 | 1.03 | 0.18 | 1.8 | 1.27 | 1.392 | 0.34118
2014-10-13 11:01 | 2009-10-13 | 5268:00 | 3.38 | 1.72 | 0.33 | 2.92 | 0.62 | 1.794 | 0.43971
2014-10-13 12:01 | 2009-10-13 | 5269:00 | 3.38 | 2.69 | 0.66 | 2.95 | 0.71 | 2.078 | 0.50931
2014-10-13 13:01 | 2009-10-13 | 5270:00 | 3.1 | 1.79 | 1.79 | 1.21 | 0.56 | 1.69 | 0.41422
2014-10-13 14:01 | 2009-10-13 | 5271:00 | 2.51 | 0.93 | 2.72 | 0.3 | 0.77 | 1.446 | 0.35441
2014-10-13 15:01 | 2009-10-13 | 5272:00 | 1.66 | 0.8 | 2.4 | 0.25 | 0.35 | 1.092 | 0.26765
2014-10-13 16:01 | 2009-10-13 | 5273:00 | 0.44 | 0.21 | 0.65 | 0.2 | 0.22 | 0.344 | 0.084314
2014-10-13 17:01 | 2009-10-13 | 5274:00 | 0.03 | 0.03 | 0.28 | 0.01 | 0.03 | 0.076 | 0.018627
2014-10-13 18:01 | 2009-10-13 | 5275:00 | 0 | 0 | 0.02 | 0 | 0 | 0.004 | 0.00098039
2014-10-13 19:01 | 2009-10-13 | 5276:00 | 0 | 0 | 0 | 0 | 0 | 0 | 0
2014-10-13 20:01 | 2009-10-13 | 5277:00 | 0 | 0 | 0 | 0 | 0 | 0 | 0
2014-10-13 21:01 | 2009-10-13 | 5278:00 | 0 | 0 | 0 | 0 | 0 | 0 | 0
2014-10-13 22:01 | 2009-10-13 | 5279:00 | 0 | 0 | 0 | 0 | 0 | 0 | 0
2014-10-13 23:01 | 2009-10-13 | 5280:00 | 0 | 0 | 0 | 0 | 0 | 0 | 0
2014-10-14 00:01 | 2009-10-14 | 5281:00 | 0 | 0 | 0 | 0 | 0 | 0 | 0
2014-10-14 01:01 | 2009-10-14 | 5282:00 | 0 | 0 | 0 | 0 | 0 | 0 | 0
2014-10-14 02:01 | 2009-10-14 | 5283:00 | 0 | 0 | 0 | 0 | 0 | 0 | 0
2014-10-14 03:01 | 2009-10-14 | 5284:00 | 0 | 0 | 0 | 0 | 0 | 0 | 0
2014-10-14 04:01 | 2009-10-14 | 5285:00 | 0 | 0 | 0 | 0 | 0 | 0 | 0
2014-10-14 05:01 | 2009-10-14 | 5286:00 | 0 | 0 | 0 | 0 | 0 | 0 | 0
2014-10-14 06:01 | 2009-10-14 | 5287:00 | 0 | 0 | 0 | 0 | 0 | 0 | 0
2014-10-14 07:01 | 2009-10-14 | 5288:00 | 0 | 0 | 0 | 0 | 0 | 0 | 0
2014-10-14 08:01 | 2009-10-14 | 5289:00 | 0.61 | 0.02 | 0 | 0.03 | 0.05 | 0.142 | 0.034804
2014-10-14 09:01 | 2009-10-14 | 5290:00 | 2.35 | 0.15 | 0.13 | 0.13 | 0.38 | 0.628 | 0.15392
2014-10-14 10:01 | 2009-10-14 | 5291:00 | 3.01 | 0.32 | 1.06 | 0.43 | 0.29 | 1.022 | 0.25049
2014-10-14 11:01 | 2009-10-14 | 5292:00 | 3.25 | 0.5 | 2.39 | 0.28 | 0.29 | 1.342 | 0.32892
2014-10-14 12:01 | 2009-10-14 | 5293:00 | 3.23 | 0.86 | 2.93 | 0.73 | 0.29 | 1.608 | 0.39412
2014-10-14 13:01 | 2009-10-14 | 5294:00 | 1.65 | 0.69 | 3.07 | 0.83 | 0.31 | 1.31 | 0.32108
2014-10-14 14:01 | 2009-10-14 | 5295:00 | 0.78 | 0.74 | 1.42 | 0.45 | 0.34 | 0.746 | 0.18284
2014-10-14 15:01 | 2009-10-14 | 5296:00 | 0.74 | 0.59 | 1.39 | 0.33 | 1.42 | 0.894 | 0.21912
2014-10-14 16:01 | 2009-10-14 | 5297:00 | 0.37 | 0.13 | 1.41 | 0.14 | 0.43 | 0.496 | 0.12157
2014-10-14 17:01 | 2009-10-14 | 5298:00 | 0.02 | 0.01 | 0.34 | 0.01 | 0.03 | 0.082 | 0.020098
2014-10-14 18:01 | 2009-10-14 | 5299:00 | 0 | 0 | 0.03 | 0 | 0 | 0.006 | 0.0014706
2014-10-14 19:01 | 2009-10-14 | 5300:00 | 0 | 0 | 0 | 0 | 0 | 0 | 0
2014-10-14 20:01 | 2009-10-14 | 5301:00 | 0 | 0 | 0 | 0 | 0 | 0 | 0
2014-10-14 21:01 | 2009-10-14 | 5302:00 | 0 | 0 | 0 | 0 | 0 | 0 | 0
2014-10-14 22:01 | 2009-10-14 | 5303:00 | 0 | 0 | 0 | 0 | 0 | 0 | 0
2014-10-14 23:01 | 2009-10-14 | 5304:00 | 0 | 0 | 0 | 0 | 0 | 0 | 0
2014-10-15 00:01 | 2009-10-15 | 5305:00 | 0 | 0 | 0 | 0 | 0 | 0 | 0
2014-10-15 01:01 | 2009-10-15 | 5306:00 | 0 | 0 | 0 | 0 | 0 | 0 | 0
2014-10-15 02:01 | 2009-10-15 | 5307:00 | 0 | 0 | 0 | 0 | 0 | 0 | 0
2014-10-15 03:01 | 2009-10-15 | 5308:00 | 0 | 0 | 0 | 0 | 0 | 0 | 0
2014-10-15 04:01 | 2009-10-15 | 5309:00 | 0 | 0 | 0 | 0 | 0 | 0 | 0
2014-10-15 05:01 | 2009-10-15 | 5310:00 | 0 | 0 | 0 | 0 | 0 | 0 | 0
2014-10-15 06:01 | 2009-10-15 | 5311:00 | 0 | 0 | 0 | 0 | 0 | 0 | 0
2014-10-15 07:01 | 2009-10-15 | 5312:00 | 0 | 0 | 0 | 0 | 0 | 0 | 0
2014-10-15 08:01 | 2009-10-15 | 5313:00 | 0.54 | 0.03 | 0 | 0.52 | 0.45 | 0.308 | 0.07549
2014-10-15 09:01 | 2009-10-15 | 5314:00 | 2.18 | 0.12 | 0.02 | 0.42 | 2.13 | 0.974 | 0.23873
2014-10-15 10:01 | 2009-10-15 | 5315:00 | 2.86 | 0.43 | 0.26 | 0.71 | 1.56 | 1.164 | 0.28529
2014-10-15 11:01 | 2009-10-15 | 5316:00 | 2.89 | 1.39 | 2.05 | 0.9 | 2.92 | 2.03 | 0.49755
2014-10-15 12:01 | 2009-10-15 | 5317:00 | 3.18 | 1.6 | 0.51 | 1.74 | 3.11 | 2.028 | 0.49706
2014-10-15 13:01 | 2009-10-15 | 5318:00 | 2.97 | 1.55 | 0.38 | 3.07 | 2.78 | 2.15 | 0.52696
2014-10-15 14:01 | 2009-10-15 | 5319:00 | 2.37 | 1 | 0.77 | 0.82 | 2.16 | 1.424 | 0.34902
2014-10-15 15:01 | 2009-10-15 | 5320:00 | 1.49 | 0.4 | 0.31 | 0.35 | 1.39 | 0.788 | 0.19314
2014-10-15 16:01 | 2009-10-15 | 5321:00 | 0.36 | 0.14 | 0.47 | 0.23 | 0.4 | 0.32 | 0.078431
2014-10-15 17:01 | 2009-10-15 | 5322:00 | 0.02 | 0 | 0.32 | 0.01 | 0.04 | 0.078 | 0.019118
2014-10-15 18:01 | 2009-10-15 | 5323:00 | 0 | 0 | 0.01 | 0 | 0 | 0.002 | 0.0004902
2014-10-15 19:01 | 2009-10-15 | 5324:00 | 0 | 0 | 0 | 0 | 0 | 0 | 0
2014-10-15 20:01 | 2009-10-15 | 5325:00 | 0 | 0 | 0 | 0 | 0 | 0 | 0
2014-10-15 21:01 | 2009-10-15 | 5326:00 | 0 | 0 | 0 | 0 | 0 | 0 | 0
2014-10-15 22:01 | 2009-10-15 | 5327:00 | 0 | 0 | 0 | 0 | 0 | 0 | 0
2014-10-15 23:01 | 2009-10-15 | 5328:00 | 0 | 0 | 0 | 0 | 0 | 0 | 0
2014-10-16 00:01 | 2009-10-16 | 5329:00 | 0 | 0 | 0 | 0 | 0 | 0 | 0
2014-10-16 01:01 | 2009-10-16 | 5330:00 | 0 | 0 | 0 | 0 | 0 | 0 | 0
2014-10-16 02:01 | 2009-10-16 | 5331:00 | 0 | 0 | 0 | 0 | 0 | 0 | 0
2014-10-16 03:01 | 2009-10-16 | 5332:00 | 0 | 0 | 0 | 0 | 0 | 0 | 0
2014-10-16 04:01 | 2009-10-16 | 5333:00 | 0 | 0 | 0 | 0 | 0 | 0 | 0
2014-10-16 05:01 | 2009-10-16 | 5334:00 | 0 | 0 | 0 | 0 | 0 | 0 | 0
2014-10-16 06:01 | 2009-10-16 | 5335:00 | 0 | 0 | 0 | 0 | 0 | 0 | 0
2014-10-16 07:01 | 2009-10-16 | 5336:00 | 0 | 0 | 0 | 0 | 0 | 0 | 0
2014-10-16 08:01 | 2009-10-16 | 5337:00 | 0.01 | 0 | 0.01 | 0.03 | 0.52 | 0.114 | 0.027941
2014-10-16 09:01 | 2009-10-16 | 5338:00 | 0.03 | 0.11 | 0.17 | 0.22 | 1.97 | 0.5 | 0.12255
2014-10-16 10:01 | 2009-10-16 | 5339:00 | 0.08 | 0.38 | 0.98 | 0.8 | 2.67 | 0.982 | 0.24069
2014-10-16 11:01 | 2009-10-16 | 5340:00 | 0.32 | 1.43 | 2.35 | 1.34 | 3.02 | 1.692 | 0.41471
2014-10-16 12:01 | 2009-10-16 | 5341:00 | 0.56 | 1.18 | 2.59 | 3.21 | 3.02 | 2.112 | 0.51765
2014-10-16 13:01 | 2009-10-16 | 5342:00 | 0.34 | 0.86 | 1.85 | 2.76 | 2.76 | 1.714 | 0.4201
2014-10-16 14:01 | 2009-10-16 | 5343:00 | 0.25 | 0.94 | 1.37 | 0.62 | 2.24 | 1.084 | 0.26569
2014-10-16 15:01 | 2009-10-16 | 5344:00 | 0.11 | 0.86 | 0.45 | 0.27 | 1.45 | 0.628 | 0.15392
2014-10-16 16:01 | 2009-10-16 | 5345:00 | 0.05 | 0.12 | 0.71 | 0.35 | 0.32 | 0.31 | 0.07598
2014-10-16 17:01 | 2009-10-16 | 5346:00 | 0 | 0.01 | 0.27 | 0.01 | 0.01 | 0.06 | 0.014706
2014-10-16 18:01 | 2009-10-16 | 5347:00 | 0 | 0 | 0.03 | 0 | 0 | 0.006 | 0.0014706
2014-10-16 19:01 | 2009-10-16 | 5348:00 | 0 | 0 | 0 | 0 | 0 | 0 | 0
2014-10-16 20:01 | 2009-10-16 | 5349:00 | 0 | 0 | 0 | 0 | 0 | 0 | 0
2014-10-16 21:01 | 2009-10-16 | 5350:00 | 0 | 0 | 0 | 0 | 0 | 0 | 0
2014-10-16 22:01 | 2009-10-16 | 5351:00 | 0 | 0 | 0 | 0 | 0 | 0 | 0
2014-10-16 23:01 | 2009-10-16 | 5352:00 | 0 | 0 | 0 | 0 | 0 | 0 | 0
2014-10-17 00:01 | 2009-10-17 | 5353:00 | 0 | 0 | 0 | 0 | 0 | 0 | 0
2014-10-17 01:01 | 2009-10-17 | 5354:00 | 0 | 0 | 0 | 0 | 0 | 0 | 0
2014-10-17 02:01 | 2009-10-17 | 5355:00 | 0 | 0 | 0 | 0 | 0 | 0 | 0
2014-10-17 03:01 | 2009-10-17 | 5356:00 | 0 | 0 | 0 | 0 | 0 | 0 | 0
2014-10-17 04:01 | 2009-10-17 | 5357:00 | 0 | 0 | 0 | 0 | 0 | 0 | 0
2014-10-17 05:01 | 2009-10-17 | 5358:00 | 0 | 0 | 0 | 0 | 0 | 0 | 0
2014-10-17 06:01 | 2009-10-17 | 5359:00 | 0 | 0 | 0 | 0 | 0 | 0 | 0
2014-10-17 07:01 | 2009-10-17 | 5360:00 | 0 | 0 | 0 | 0 | 0 | 0 | 0
2014-10-17 08:01 | 2009-10-17 | 5361:00 | 0.06 | 0.03 | 0 | 0.34 | 0.02 | 0.09 | 0.022059
2014-10-17 09:01 | 2009-10-17 | 5362:00 | 0.17 | 0.17 | 0.48 | 2.2 | 0.14 | 0.632 | 0.1549
2014-10-17 10:01 | 2009-10-17 | 5363:00 | 0.18 | 0.42 | 2.01 | 2.9 | 0.33 | 1.168 | 0.28627
2014-10-17 11:01 | 2009-10-17 | 5364:00 | 0.43 | 0.54 | 2.71 | 3.12 | 1.03 | 1.566 | 0.38382
2014-10-17 12:01 | 2009-10-17 | 5365:00 | 0.49 | 0.26 | 3.03 | 1.28 | 2.45 | 1.502 | 0.36814
2014-10-17 13:01 | 2009-10-17 | 5366:00 | 0.65 | 0.21 | 2.52 | 1.02 | 1.62 | 1.204 | 0.2951
2014-10-17 14:01 | 2009-10-17 | 5367:00 | 1.42 | 0.13 | 1.35 | 0.36 | 2.11 | 1.074 | 0.26324
2014-10-17 15:01 | 2009-10-17 | 5368:00 | 0.32 | 0.1 | 0.62 | 0.17 | 0.89 | 0.42 | 0.10294
2014-10-17 16:01 | 2009-10-17 | 5369:00 | 0.11 | 0.06 | 0.31 | 0.05 | 0.25 | 0.156 | 0.038235
2014-10-17 17:01 | 2009-10-17 | 5370:00 | 0.01 | 0.01 | 0.1 | 0 | 0.01 | 0.026 | 0.0063725
2014-10-17 18:01 | 2009-10-17 | 5371:00 | 0 | 0 | 0.01 | 0 | 0 | 0.002 | 0.0004902
2014-10-17 19:01 | 2009-10-17 | 5372:00 | 0 | 0 | 0 | 0 | 0 | 0 | 0
2014-10-17 20:01 | 2009-10-17 | 5373:00 | 0 | 0 | 0 | 0 | 0 | 0 | 0
2014-10-17 21:01 | 2009-10-17 | 5374:00 | 0 | 0 | 0 | 0 | 0 | 0 | 0
2014-10-17 22:01 | 2009-10-17 | 5375:00 | 0 | 0 | 0 | 0 | 0 | 0 | 0
2014-10-17 23:01 | 2009-10-17 | 5376:00 | 0 | 0 | 0 | 0 | 0 | 0 | 0
2014-10-18 00:01 | 2009-10-18 | 5377:00 | 0 | 0 | 0 | 0 | 0 | 0 | 0
2014-10-18 01:01 | 2009-10-18 | 5378:00 | 0 | 0 | 0 | 0 | 0 | 0 | 0
2014-10-18 02:01 | 2009-10-18 | 5379:00 | 0 | 0 | 0 | 0 | 0 | 0 | 0
2014-10-18 03:01 | 2009-10-18 | 5380:00 | 0 | 0 | 0 | 0 | 0 | 0 | 0
2014-10-18 04:01 | 2009-10-18 | 5381:00 | 0 | 0 | 0 | 0 | 0 | 0 | 0
2014-10-18 05:01 | 2009-10-18 | 5382:00 | 0 | 0 | 0 | 0 | 0 | 0 | 0
2014-10-18 06:01 | 2009-10-18 | 5383:00 | 0 | 0 | 0 | 0 | 0 | 0 | 0
2014-10-18 07:01 | 2009-10-18 | 5384:00 | 0 | 0 | 0 | 0 | 0 | 0 | 0
2014-10-18 08:01 | 2009-10-18 | 5385:00 | 0 | 0.12 | 0 | 0.43 | 0.05 | 0.12 | 0.029412
2014-10-18 09:01 | 2009-10-18 | 5386:00 | 0.04 | 1.94 | 0.04 | 2.2 | 0.11 | 0.866 | 0.21225
2014-10-18 10:01 | 2009-10-18 | 5387:00 | 0.16 | 2.71 | 0.44 | 2.88 | 0.09 | 1.256 | 0.30784
2014-10-18 11:01 | 2009-10-18 | 5388:00 | 0.21 | 2.71 | 0.98 | 2.34 | 0.18 | 1.284 | 0.31471
2014-10-18 12:01 | 2009-10-18 | 5389:00 | 0.32 | 2.52 | 0.63 | 1.54 | 1.04 | 1.21 | 0.29657
2014-10-18 13:01 | 2009-10-18 | 5390:00 | 0.45 | 0.97 | 0.98 | 1.66 | 0.45 | 0.902 | 0.22108
2014-10-18 14:01 | 2009-10-18 | 5391:00 | 0.48 | 0.37 | 0.74 | 0.49 | 0.63 | 0.542 | 0.13284
2014-10-18 15:01 | 2009-10-18 | 5392:00 | 0.43 | 0.24 | 0.51 | 0.51 | 0.33 | 0.404 | 0.09902
2014-10-18 16:01 | 2009-10-18 | 5393:00 | 0.15 | 0.1 | 0.17 | 0.13 | 0.09 | 0.128 | 0.031373
2014-10-18 17:01 | 2009-10-18 | 5394:00 | 0.01 | 0.01 | 0.05 | 0 | 0.01 | 0.016 | 0.0039216
2014-10-18 18:01 | 2009-10-18 | 5395:00 | 0 | 0 | 0 | 0 | 0 | 0 | 0
2014-10-18 19:01 | 2009-10-18 | 5396:00 | 0 | 0 | 0 | 0 | 0 | 0 | 0
2014-10-18 20:01 | 2009-10-18 | 5397:00 | 0 | 0 | 0 | 0 | 0 | 0 | 0
2014-10-18 21:01 | 2009-10-18 | 5398:00 | 0 | 0 | 0 | 0 | 0 | 0 | 0
2014-10-18 22:01 | 2009-10-18 | 5399:00 | 0 | 0 | 0 | 0 | 0 | 0 | 0
2014-10-18 23:01 | 2009-10-18 | 5400:00 | 0 | 0 | 0 | 0 | 0 | 0 | 0
2014-10-19 00:01 | 2009-10-19 | 5401:00 | 0 | 0 | 0 | 0 | 0 | 0 | 0
2014-10-19 01:01 | 2009-10-19 | 5402:00 | 0 | 0 | 0 | 0 | 0 | 0 | 0
2014-10-19 02:01 | 2009-10-19 | 5403:00 | 0 | 0 | 0 | 0 | 0 | 0 | 0
2014-10-19 03:01 | 2009-10-19 | 5404:00 | 0 | 0 | 0 | 0 | 0 | 0 | 0
2014-10-19 04:01 | 2009-10-19 | 5405:00 | 0 | 0 | 0 | 0 | 0 | 0 | 0
2014-10-19 05:01 | 2009-10-19 | 5406:00 | 0 | 0 | 0 | 0 | 0 | 0 | 0
2014-10-19 06:01 | 2009-10-19 | 5407:00 | 0 | 0 | 0 | 0 | 0 | 0 | 0
2014-10-19 07:01 | 2009-10-19 | 5408:00 | 0 | 0 | 0 | 0 | 0 | 0 | 0
2014-10-19 08:01 | 2009-10-19 | 5409:00 | 0 | 0.39 | 0 | 0 | 0.02 | 0.082 | 0.020098
2014-10-19 09:01 | 2009-10-19 | 5410:00 | 0.04 | 2.14 | 0.04 | 0.04 | 0.11 | 0.474 | 0.11618
2014-10-19 10:01 | 2009-10-19 | 5411:00 | 0.12 | 2.02 | 0.75 | 0.11 | 0.4 | 0.68 | 0.16667
2014-10-19 11:01 | 2009-10-19 | 5412:00 | 0.2 | 2.58 | 2.47 | 0.17 | 0.46 | 1.176 | 0.28824
2014-10-19 12:01 | 2009-10-19 | 5413:00 | 0.25 | 2.35 | 2.79 | 0.22 | 0.32 | 1.186 | 0.29069
2014-10-19 13:01 | 2009-10-19 | 5414:00 | 0.19 | 1.26 | 2.43 | 0.31 | 0.3 | 0.898 | 0.2201
2014-10-19 14:01 | 2009-10-19 | 5415:00 | 0.14 | 1.88 | 1.93 | 0.22 | 0.47 | 0.928 | 0.22745
2014-10-19 15:01 | 2009-10-19 | 5416:00 | 0.1 | 1.29 | 1.16 | 0.09 | 0.19 | 0.566 | 0.13873
2014-10-19 16:01 | 2009-10-19 | 5417:00 | 0.03 | 0.22 | 0.67 | 0.01 | 0.19 | 0.224 | 0.054902
2014-10-19 17:01 | 2009-10-19 | 5418:00 | 0 | 0.02 | 0.31 | 0 | 0.05 | 0.076 | 0.018627
2014-10-19 18:01 | 2009-10-19 | 5419:00 | 0 | 0 | 0.02 | 0 | 0 | 0.004 | 0.00098039
2014-10-19 19:01 | 2009-10-19 | 5420:00 | 0 | 0 | 0 | 0 | 0 | 0 | 0
2014-10-19 20:01 | 2009-10-19 | 5421:00 | 0 | 0 | 0 | 0 | 0 | 0 | 0
2014-10-19 21:01 | 2009-10-19 | 5422:00 | 0 | 0 | 0 | 0 | 0 | 0 | 0
2014-10-19 22:01 | 2009-10-19 | 5423:00 | 0 | 0 | 0 | 0 | 0 | 0 | 0
2014-10-19 23:01 | 2009-10-19 | 5424:00 | 0 | 0 | 0 | 0 | 0 | 0 | 0
2014-10-20 00:01 | 2009-10-20 | 5425:00 | 0 | 0 | 0 | 0 | 0 | 0 | 0
2014-10-20 01:01 | 2009-10-20 | 5426:00 | 0 | 0 | 0 | 0 | 0 | 0 | 0
2014-10-20 02:01 | 2009-10-20 | 5427:00 | 0 | 0 | 0 | 0 | 0 | 0 | 0
2014-10-20 03:01 | 2009-10-20 | 5428:00 | 0 | 0 | 0 | 0 | 0 | 0 | 0
2014-10-20 04:01 | 2009-10-20 | 5429:00 | 0 | 0 | 0 | 0 | 0 | 0 | 0
2014-10-20 05:01 | 2009-10-20 | 5430:00 | 0 | 0 | 0 | 0 | 0 | 0 | 0
2014-10-20 06:01 | 2009-10-20 | 5431:00 | 0 | 0 | 0 | 0 | 0 | 0 | 0
2014-10-20 07:01 | 2009-10-20 | 5432:00 | 0 | 0 | 0 | 0 | 0 | 0 | 0
2014-10-20 08:01 | 2009-10-20 | 5433:00 | 0.1 | 0.31 | 0 | 0 | 0.07 | 0.096 | 0.023529
2014-10-20 09:01 | 2009-10-20 | 5434:00 | 0.8 | 2.14 | 0.08 | 0.04 | 1.7 | 0.952 | 0.23333
2014-10-20 10:01 | 2009-10-20 | 5435:00 | 1.61 | 2.81 | 0.99 | 0.12 | 1.11 | 1.328 | 0.32549
2014-10-20 11:01 | 2009-10-20 | 5436:00 | 1.45 | 3.05 | 2.03 | 0.3 | 0.28 | 1.422 | 0.34853
2014-10-20 12:01 | 2009-10-20 | 5437:00 | 1.04 | 3.09 | 1.9 | 0.54 | 0.21 | 1.356 | 0.33235
2014-10-20 13:01 | 2009-10-20 | 5438:00 | 0.54 | 2.84 | 1.74 | 0.52 | 0.21 | 1.17 | 0.28676
2014-10-20 14:01 | 2009-10-20 | 5439:00 | 0.4 | 2.12 | 1.86 | 0.58 | 0.13 | 1.018 | 0.24951
2014-10-20 15:01 | 2009-10-20 | 5440:00 | 0.28 | 1.31 | 1.98 | 0.22 | 0.08 | 0.774 | 0.18971
2014-10-20 16:01 | 2009-10-20 | 5441:00 | 0.08 | 0.28 | 1.46 | 0.04 | 0.16 | 0.404 | 0.09902
2014-10-20 17:01 | 2009-10-20 | 5442:00 | 0 | 0.01 | 0.3 | 0 | 0.01 | 0.064 | 0.015686
2014-10-20 18:01 | 2009-10-20 | 5443:00 | 0 | 0 | 0.01 | 0 | 0 | 0.002 | 0.0004902
2014-10-20 19:01 | 2009-10-20 | 5444:00 | 0 | 0 | 0 | 0 | 0 | 0 | 0
2014-10-20 20:01 | 2009-10-20 | 5445:00 | 0 | 0 | 0 | 0 | 0 | 0 | 0
2014-10-20 21:01 | 2009-10-20 | 5446:00 | 0 | 0 | 0 | 0 | 0 | 0 | 0
2014-10-20 22:01 | 2009-10-20 | 5447:00 | 0 | 0 | 0 | 0 | 0 | 0 | 0
2014-10-20 23:01 | 2009-10-20 | 5448:00 | 0 | 0 | 0 | 0 | 0 | 0 | 0
2014-10-21 00:01 | 2009-10-21 | 5449:00 | 0 | 0 | 0 | 0 | 0 | 0 | 0
2014-10-21 01:01 | 2009-10-21 | 5450:00 | 0 | 0 | 0 | 0 | 0 | 0 | 0
2014-10-21 02:01 | 2009-10-21 | 5451:00 | 0 | 0 | 0 | 0 | 0 | 0 | 0
2014-10-21 03:01 | 2009-10-21 | 5452:00 | 0 | 0 | 0 | 0 | 0 | 0 | 0
2014-10-21 04:01 | 2009-10-21 | 5453:00 | 0 | 0 | 0 | 0 | 0 | 0 | 0
2014-10-21 05:01 | 2009-10-21 | 5454:00 | 0 | 0 | 0 | 0 | 0 | 0 | 0
2014-10-21 06:01 | 2009-10-21 | 5455:00 | 0 | 0 | 0 | 0 | 0 | 0 | 0
2014-10-21 07:01 | 2009-10-21 | 5456:00 | 0 | 0 | 0 | 0 | 0 | 0 | 0
2014-10-21 08:01 | 2009-10-21 | 5457:00 | 0 | 0.31 | 0 | 0.09 | 0.32 | 0.144 | 0.035294
2014-10-21 09:01 | 2009-10-21 | 5458:00 | 0.14 | 2.1 | 0.29 | 0.45 | 2.03 | 1.002 | 0.24559
2014-10-21 10:01 | 2009-10-21 | 5459:00 | 0.3 | 2.78 | 1.69 | 1.79 | 2.7 | 1.852 | 0.45392
2014-10-21 11:01 | 2009-10-21 | 5460:00 | 0.4 | 2.71 | 2.19 | 2.85 | 2.97 | 2.224 | 0.5451
2014-10-21 12:01 | 2009-10-21 | 5461:00 | 0.31 | 2.76 | 2.89 | 2.94 | 2.96 | 2.372 | 0.58137
2014-10-21 13:01 | 2009-10-21 | 5462:00 | 0.36 | 1.89 | 1.59 | 2.89 | 2.67 | 1.88 | 0.46078
2014-10-21 14:01 | 2009-10-21 | 5463:00 | 0.21 | 2.25 | 0.87 | 2.32 | 2.16 | 1.562 | 0.38284
2014-10-21 15:01 | 2009-10-21 | 5464:00 | 0.3 | 1.38 | 0.61 | 1.33 | 1.09 | 0.942 | 0.23088
2014-10-21 16:01 | 2009-10-21 | 5465:00 | 0.08 | 0.25 | 0.39 | 0.27 | 0.22 | 0.242 | 0.059314
2014-10-21 17:01 | 2009-10-21 | 5466:00 | 0 | 0 | 0.05 | 0.01 | 0 | 0.012 | 0.0029412
2014-10-21 18:01 | 2009-10-21 | 5467:00 | 0 | 0 | 0 | 0 | 0 | 0 | 0
2014-10-21 19:01 | 2009-10-21 | 5468:00 | 0 | 0 | 0 | 0 | 0 | 0 | 0
2014-10-21 20:01 | 2009-10-21 | 5469:00 | 0 | 0 | 0 | 0 | 0 | 0 | 0
2014-10-21 21:01 | 2009-10-21 | 5470:00 | 0 | 0 | 0 | 0 | 0 | 0 | 0
2014-10-21 22:01 | 2009-10-21 | 5471:00 | 0 | 0 | 0 | 0 | 0 | 0 | 0
2014-10-21 23:01 | 2009-10-21 | 5472:00 | 0 | 0 | 0 | 0 | 0 | 0 | 0
2014-10-22 00:01 | 2009-10-22 | 5473:00 | 0 | 0 | 0 | 0 | 0 | 0 | 0
2014-10-22 01:01 | 2009-10-22 | 5474:00 | 0 | 0 | 0 | 0 | 0 | 0 | 0
2014-10-22 02:01 | 2009-10-22 | 5475:00 | 0 | 0 | 0 | 0 | 0 | 0 | 0
2014-10-22 03:01 | 2009-10-22 | 5476:00 | 0 | 0 | 0 | 0 | 0 | 0 | 0
2014-10-22 04:01 | 2009-10-22 | 5477:00 | 0 | 0 | 0 | 0 | 0 | 0 | 0
2014-10-22 05:01 | 2009-10-22 | 5478:00 | 0 | 0 | 0 | 0 | 0 | 0 | 0
2014-10-22 06:01 | 2009-10-22 | 5479:00 | 0 | 0 | 0 | 0 | 0 | 0 | 0
2014-10-22 07:01 | 2009-10-22 | 5480:00 | 0 | 0 | 0 | 0 | 0 | 0 | 0
2014-10-22 08:01 | 2009-10-22 | 5481:00 | 0.1 | 0.07 | 0 | 0.03 | 0.24 | 0.088 | 0.021569
2014-10-22 09:01 | 2009-10-22 | 5482:00 | 1.06 | 0.22 | 0.13 | 0.18 | 1.97 | 0.712 | 0.17451
2014-10-22 10:01 | 2009-10-22 | 5483:00 | 0.57 | 0.21 | 1.52 | 0.34 | 2.59 | 1.046 | 0.25637
2014-10-22 11:01 | 2009-10-22 | 5484:00 | 0.36 | 0.22 | 2.04 | 0.51 | 2.14 | 1.054 | 0.25833
2014-10-22 12:01 | 2009-10-22 | 5485:00 | 0.29 | 0.29 | 0.61 | 0.55 | 2.03 | 0.754 | 0.1848
2014-10-22 13:01 | 2009-10-22 | 5486:00 | 0.24 | 1.56 | 0.27 | 2.14 | 1.6 | 1.162 | 0.2848
2014-10-22 14:01 | 2009-10-22 | 5487:00 | 0.24 | 1.68 | 0.23 | 1.85 | 1.3 | 1.06 | 0.2598
2014-10-22 15:01 | 2009-10-22 | 5488:00 | 0.15 | 0.51 | 0.15 | 1.21 | 0.62 | 0.528 | 0.12941
2014-10-22 16:01 | 2009-10-22 | 5489:00 | 0.03 | 0.13 | 0.11 | 0.23 | 0.14 | 0.128 | 0.031373
2014-10-22 17:01 | 2009-10-22 | 5490:00 | 0 | 0.01 | 0.05 | 0 | 0 | 0.012 | 0.0029412
2014-10-22 18:01 | 2009-10-22 | 5491:00 | 0 | 0 | 0 | 0 | 0 | 0 | 0
2014-10-22 19:01 | 2009-10-22 | 5492:00 | 0 | 0 | 0 | 0 | 0 | 0 | 0
2014-10-22 20:01 | 2009-10-22 | 5493:00 | 0 | 0 | 0 | 0 | 0 | 0 | 0
2014-10-22 21:01 | 2009-10-22 | 5494:00 | 0 | 0 | 0 | 0 | 0 | 0 | 0
2014-10-22 22:01 | 2009-10-22 | 5495:00 | 0 | 0 | 0 | 0 | 0 | 0 | 0
2014-10-22 23:01 | 2009-10-22 | 5496:00 | 0 | 0 | 0 | 0 | 0 | 0 | 0
2014-10-23 00:01 | 2009-10-23 | 5497:00 | 0 | 0 | 0 | 0 | 0 | 0 | 0
2014-10-23 01:01 | 2009-10-23 | 5498:00 | 0 | 0 | 0 | 0 | 0 | 0 | 0
2014-10-23 02:01 | 2009-10-23 | 5499:00 | 0 | 0 | 0 | 0 | 0 | 0 | 0
2014-10-23 03:01 | 2009-10-23 | 5500:00 | 0 | 0 | 0 | 0 | 0 | 0 | 0
2014-10-23 04:01 | 2009-10-23 | 5501:00 | 0 | 0 | 0 | 0 | 0 | 0 | 0
2014-10-23 05:01 | 2009-10-23 | 5502:00 | 0 | 0 | 0 | 0 | 0 | 0 | 0
2014-10-23 06:01 | 2009-10-23 | 5503:00 | 0 | 0 | 0 | 0 | 0 | 0 | 0
2014-10-23 07:01 | 2009-10-23 | 5504:00 | 0 | 0 | 0 | 0 | 0 | 0 | 0
2014-10-23 08:01 | 2009-10-23 | 5505:00 | 0.05 | 0.06 | 0 | 0.02 | 0 | 0.026 | 0.0063725
2014-10-23 09:01 | 2009-10-23 | 5506:00 | 0.17 | 0.55 | 0 | 0.1 | 0 | 0.164 | 0.040196
2014-10-23 10:01 | 2009-10-23 | 5507:00 | 0.98 | 1.32 | 0.01 | 0.29 | 0.02 | 0.524 | 0.12843
2014-10-23 11:01 | 2009-10-23 | 5508:00 | 1.6 | 0.6 | 0.08 | 0.6 | 0.05 | 0.586 | 0.14363
2014-10-23 12:01 | 2009-10-23 | 5509:00 | 1.45 | 1.09 | 0.13 | 1.9 | 0.08 | 0.93 | 0.22794
2014-10-23 13:01 | 2009-10-23 | 5510:00 | 0.63 | 1.17 | 0.33 | 1.97 | 0.14 | 0.848 | 0.20784
2014-10-23 14:01 | 2009-10-23 | 5511:00 | 1.8 | 0.74 | 0.75 | 1.43 | 0.09 | 0.962 | 0.23578
2014-10-23 15:01 | 2009-10-23 | 5512:00 | 1.22 | 0.23 | 0.36 | 1.3 | 0.03 | 0.628 | 0.15392
2014-10-23 16:01 | 2009-10-23 | 5513:00 | 0.16 | 0.04 | 0.23 | 0.2 | 0.01 | 0.128 | 0.031373
2014-10-23 17:01 | 2009-10-23 | 5514:00 | 0 | 0 | 0.03 | 0 | 0 | 0.006 | 0.0014706
2014-10-23 18:01 | 2009-10-23 | 5515:00 | 0 | 0 | 0 | 0 | 0 | 0 | 0
2014-10-23 19:01 | 2009-10-23 | 5516:00 | 0 | 0 | 0 | 0 | 0 | 0 | 0
2014-10-23 20:01 | 2009-10-23 | 5517:00 | 0 | 0 | 0 | 0 | 0 | 0 | 0
2014-10-23 21:01 | 2009-10-23 | 5518:00 | 0 | 0 | 0 | 0 | 0 | 0 | 0
2014-10-23 22:01 | 2009-10-23 | 5519:00 | 0 | 0 | 0 | 0 | 0 | 0 | 0
2014-10-23 23:01 | 2009-10-23 | 5520:00 | 0 | 0 | 0 | 0 | 0 | 0 | 0
2014-10-24 00:01 | 2009-10-24 | 5521:00 | 0 | 0 | 0 | 0 | 0 | 0 | 0
2014-10-24 01:01 | 2009-10-24 | 5522:00 | 0 | 0 | 0 | 0 | 0 | 0 | 0
2014-10-24 02:01 | 2009-10-24 | 5523:00 | 0 | 0 | 0 | 0 | 0 | 0 | 0
2014-10-24 03:01 | 2009-10-24 | 5524:00 | 0 | 0 | 0 | 0 | 0 | 0 | 0
2014-10-24 04:01 | 2009-10-24 | 5525:00 | 0 | 0 | 0 | 0 | 0 | 0 | 0
2014-10-24 05:01 | 2009-10-24 | 5526:00 | 0 | 0 | 0 | 0 | 0 | 0 | 0
2014-10-24 06:01 | 2009-10-24 | 5527:00 | 0 | 0 | 0 | 0 | 0 | 0 | 0
2014-10-24 07:01 | 2009-10-24 | 5528:00 | 0 | 0 | 0 | 0 | 0 | 0 | 0
2014-10-24 08:01 | 2009-10-24 | 5529:00 | 0.08 | 0 | 0 | 0.02 | 0.18 | 0.056 | 0.013725
2014-10-24 09:01 | 2009-10-24 | 5530:00 | 1.75 | 0.06 | 0.15 | 0.26 | 1.26 | 0.696 | 0.17059
2014-10-24 10:01 | 2009-10-24 | 5531:00 | 2.34 | 0.25 | 1.51 | 0.41 | 0.51 | 1.004 | 0.24608
2014-10-24 11:01 | 2009-10-24 | 5532:00 | 2.25 | 0.34 | 2.49 | 0.64 | 0.5 | 1.244 | 0.3049
2014-10-24 12:01 | 2009-10-24 | 5533:00 | 2.42 | 0.45 | 2.89 | 1.02 | 1.25 | 1.606 | 0.39363
2014-10-24 13:01 | 2009-10-24 | 5534:00 | 1.6 | 0.79 | 2.76 | 1.58 | 1.41 | 1.628 | 0.39902
2014-10-24 14:01 | 2009-10-24 | 5535:00 | 0.41 | 1.28 | 1.78 | 0.79 | 1.27 | 1.106 | 0.27108
2014-10-24 15:01 | 2009-10-24 | 5536:00 | 0.24 | 0.24 | 0.46 | 0.14 | 0.74 | 0.364 | 0.089216
2014-10-24 16:01 | 2009-10-24 | 5537:00 | 0.04 | 0.03 | 0.19 | 0.03 | 0.09 | 0.076 | 0.018627
2014-10-24 17:01 | 2009-10-24 | 5538:00 | 0 | 0 | 0.03 | 0 | 0 | 0.006 | 0.0014706
2014-10-24 18:01 | 2009-10-24 | 5539:00 | 0 | 0 | 0 | 0 | 0 | 0 | 0
2014-10-24 19:01 | 2009-10-24 | 5540:00 | 0 | 0 | 0 | 0 | 0 | 0 | 0
2014-10-24 20:01 | 2009-10-24 | 5541:00 | 0 | 0 | 0 | 0 | 0 | 0 | 0
2014-10-24 21:01 | 2009-10-24 | 5542:00 | 0 | 0 | 0 | 0 | 0 | 0 | 0
2014-10-24 22:01 | 2009-10-24 | 5543:00 | 0 | 0 | 0 | 0 | 0 | 0 | 0
2014-10-24 23:01 | 2009-10-24 | 5544:00 | 0 | 0 | 0 | 0 | 0 | 0 | 0
2014-10-25 00:01 | 2009-10-25 | 5545:00 | 0 | 0 | 0 | 0 | 0 | 0 | 0
2014-10-25 01:01 | 2009-10-25 | 5546:00 | 0 | 0 | 0 | 0 | 0 | 0 | 0
2014-10-25 02:01 | 2009-10-25 | 5547:00 | 0 | 0 | 0 | 0 | 0 | 0 | 0
2014-10-25 03:01 | 2009-10-25 | 5548:00 | 0 | 0 | 0 | 0 | 0 | 0 | 0
2014-10-25 04:01 | 2009-10-25 | 5549:00 | 0 | 0 | 0 | 0 | 0 | 0 | 0
2014-10-25 05:01 | 2009-10-25 | 5550:00 | 0 | 0 | 0 | 0 | 0 | 0 | 0
2014-10-25 06:01 | 2009-10-25 | 5551:00 | 0 | 0 | 0 | 0 | 0 | 0 | 0
2014-10-25 07:01 | 2009-10-25 | 5552:00 | 0 | 0 | 0 | 0 | 0 | 0 | 0
2014-10-25 08:01 | 2009-10-25 | 5553:00 | 0 | 0.01 | 0 | 0.04 | 0 | 0.01 | 0.002451
2014-10-25 09:01 | 2009-10-25 | 5554:00 | 0.04 | 0.19 | 0 | 0.22 | 0.06 | 0.102 | 0.025
2014-10-25 10:01 | 2009-10-25 | 5555:00 | 0.05 | 0.38 | 0.03 | 0.21 | 0.22 | 0.178 | 0.043627
2014-10-25 11:01 | 2009-10-25 | 5556:00 | 0.12 | 0.53 | 0.14 | 0.69 | 0.52 | 0.4 | 0.098039
2014-10-25 12:01 | 2009-10-25 | 5557:00 | 0.1 | 0.78 | 0.35 | 2.86 | 0.33 | 0.884 | 0.21667
2014-10-25 13:01 | 2009-10-25 | 5558:00 | 0.08 | 0.42 | 0.25 | 2.66 | 0.25 | 0.732 | 0.17941
2014-10-25 14:01 | 2009-10-25 | 5559:00 | 0.21 | 0.24 | 0.2 | 2.17 | 0.14 | 0.592 | 0.1451
2014-10-25 15:01 | 2009-10-25 | 5560:00 | 0.3 | 0.1 | 0.2 | 1.26 | 0.07 | 0.386 | 0.094608
2014-10-25 16:01 | 2009-10-25 | 5561:00 | 0.05 | 0.04 | 0.09 | 0.18 | 0.01 | 0.074 | 0.018137
2014-10-25 17:01 | 2009-10-25 | 5562:00 | 0 | 0 | 0.03 | 0 | 0 | 0.006 | 0.0014706
2014-10-25 18:01 | 2009-10-25 | 5563:00 | 0 | 0 | 0 | 0 | 0 | 0 | 0
2014-10-25 19:01 | 2009-10-25 | 5564:00 | 0 | 0 | 0 | 0 | 0 | 0 | 0
2014-10-25 20:01 | 2009-10-25 | 5565:00 | 0 | 0 | 0 | 0 | 0 | 0 | 0
2014-10-25 21:01 | 2009-10-25 | 5566:00 | 0 | 0 | 0 | 0 | 0 | 0 | 0
2014-10-25 22:01 | 2009-10-25 | 5567:00 | 0 | 0 | 0 | 0 | 0 | 0 | 0
2014-10-25 23:01 | 2009-10-25 | 5568:00 | 0 | 0 | 0 | 0 | 0 | 0 | 0
2014-10-26 00:01 | 2009-10-26 | 5569:00 | 0 | 0 | 0 | 0 | 0 | 0 | 0
2014-10-26 01:01 | 2009-10-26 | 5570:00 | 0 | 0 | 0 | 0 | 0 | 0 | 0
2014-10-26 02:01 | 2009-10-26 | 5571:00 | 0 | 0 | 0 | 0 | 0 | 0 | 0
2014-10-26 03:01 | 2009-10-26 | 5572:00 | 0 | 0 | 0 | 0 | 0 | 0 | 0
2014-10-26 04:01 | 2009-10-26 | 5573:00 | 0 | 0 | 0 | 0 | 0 | 0 | 0
2014-10-26 05:01 | 2009-10-26 | 5574:00 | 0 | 0 | 0 | 0 | 0 | 0 | 0
2014-10-26 06:01 | 2009-10-26 | 5575:00 | 0 | 0 | 0 | 0 | 0 | 0 | 0
2014-10-26 07:01 | 2009-10-26 | 5576:00 | 0 | 0 | 0 | 0 | 0 | 0 | 0
2014-10-26 08:01 | 2009-10-26 | 5577:00 | 0.01 | 0 | 0 | 0 | 0 | 0.002 | 0.0004902
2014-10-26 09:01 | 2009-10-26 | 5578:00 | 0.07 | 0.07 | 0.02 | 0.04 | 0.01 | 0.042 | 0.010294
2014-10-26 10:01 | 2009-10-26 | 5579:00 | 0.23 | 0.17 | 0.19 | 0.12 | 0.08 | 0.158 | 0.038725
2014-10-26 11:01 | 2009-10-26 | 5580:00 | 0.25 | 0.47 | 0.26 | 0.16 | 0.15 | 0.258 | 0.063235
2014-10-26 12:01 | 2009-10-26 | 5581:00 | 0.27 | 0.61 | 0.28 | 0.26 | 0.38 | 0.36 | 0.088235
2014-10-26 13:01 | 2009-10-26 | 5582:00 | 0.27 | 1.12 | 0.18 | 0.57 | 0.21 | 0.47 | 0.1152
2014-10-26 14:01 | 2009-10-26 | 5583:00 | 0.24 | 0.61 | 0.13 | 1.55 | 0.16 | 0.538 | 0.13186
2014-10-26 15:01 | 2009-10-26 | 5584:00 | 0.44 | 0.34 | 0.04 | 1.13 | 0.15 | 0.42 | 0.10294
2014-10-26 16:01 | 2009-10-26 | 5585:00 | 0.08 | 0.11 | 0.1 | 0.12 | 0.03 | 0.088 | 0.021569
2014-10-26 17:01 | 2009-10-26 | 5586:00 | 0 | 0.01 | 0.03 | 0 | 0 | 0.008 | 0.0019608
2014-10-26 18:01 | 2009-10-26 | 5587:00 | 0 | 0 | 0 | 0 | 0 | 0 | 0
2014-10-26 19:01 | 2009-10-26 | 5588:00 | 0 | 0 | 0 | 0 | 0 | 0 | 0
2014-10-26 20:01 | 2009-10-26 | 5589:00 | 0 | 0 | 0 | 0 | 0 | 0 | 0
2014-10-26 21:01 | 2009-10-26 | 5590:00 | 0 | 0 | 0 | 0 | 0 | 0 | 0
2014-10-26 22:01 | 2009-10-26 | 5591:00 | 0 | 0 | 0 | 0 | 0 | 0 | 0
2014-10-26 23:01 | 2009-10-26 | 5592:00 | 0 | 0 | 0 | 0 | 0 | 0 | 0
2014-10-27 00:01 | 2009-10-27 | 5593:00 | 0 | 0 | 0 | 0 | 0 | 0 | 0
2014-10-27 01:01 | 2009-10-27 | 5594:00 | 0 | 0 | 0 | 0 | 0 | 0 | 0
2014-10-27 02:01 | 2009-10-27 | 5595:00 | 0 | 0 | 0 | 0 | 0 | 0 | 0
2014-10-27 03:01 | 2009-10-27 | 5596:00 | 0 | 0 | 0 | 0 | 0 | 0 | 0
2014-10-27 04:01 | 2009-10-27 | 5597:00 | 0 | 0 | 0 | 0 | 0 | 0 | 0
2014-10-27 05:01 | 2009-10-27 | 5598:00 | 0 | 0 | 0 | 0 | 0 | 0 | 0
2014-10-27 06:01 | 2009-10-27 | 5599:00 | 0 | 0 | 0 | 0 | 0 | 0 | 0
2014-10-27 07:01 | 2009-10-27 | 5600:00 | 0 | 0 | 0 | 0 | 0 | 0 | 0
2014-10-27 08:01 | 2009-10-27 | 5601:00 | 0.08 | 0.08 | 0 | 0 | 0.01 | 0.034 | 0.0083333
2014-10-27 09:01 | 2009-10-27 | 5602:00 | 1.52 | 1.78 | 0 | 0.07 | 0.06 | 0.686 | 0.16814
2014-10-27 10:01 | 2009-10-27 | 5603:00 | 2.21 | 2.63 | 0.05 | 0.88 | 0.18 | 1.19 | 0.29167
2014-10-27 11:01 | 2009-10-27 | 5604:00 | 0.97 | 2.99 | 0.15 | 1.29 | 0.15 | 1.11 | 0.27206
2014-10-27 12:01 | 2009-10-27 | 5605:00 | 1.08 | 3 | 0.35 | 1.22 | 0.07 | 1.144 | 0.28039
2014-10-27 13:01 | 2009-10-27 | 5606:00 | 1.05 | 2.65 | 0.73 | 2.3 | 0.06 | 1.358 | 0.33284
2014-10-27 14:01 | 2009-10-27 | 5607:00 | 1.12 | 2.01 | 0.35 | 2.13 | 0.05 | 1.132 | 0.27745
2014-10-27 15:01 | 2009-10-27 | 5608:00 | 0.28 | 1.03 | 0.18 | 0.9 | 0.03 | 0.484 | 0.11863
2014-10-27 16:01 | 2009-10-27 | 5609:00 | 0.03 | 0.13 | 0.07 | 0.12 | 0.01 | 0.072 | 0.017647
2014-10-27 17:01 | 2009-10-27 | 5610:00 | 0 | 0 | 0.01 | 0 | 0 | 0.002 | 0.0004902
2014-10-27 18:01 | 2009-10-27 | 5611:00 | 0 | 0 | 0 | 0 | 0 | 0 | 0
2014-10-27 19:01 | 2009-10-27 | 5612:00 | 0 | 0 | 0 | 0 | 0 | 0 | 0
2014-10-27 20:01 | 2009-10-27 | 5613:00 | 0 | 0 | 0 | 0 | 0 | 0 | 0
2014-10-27 21:01 | 2009-10-27 | 5614:00 | 0 | 0 | 0 | 0 | 0 | 0 | 0
2014-10-27 22:01 | 2009-10-27 | 5615:00 | 0 | 0 | 0 | 0 | 0 | 0 | 0
2014-10-27 23:01 | 2009-10-27 | 5616:00 | 0 | 0 | 0 | 0 | 0 | 0 | 0
2014-10-28 00:01 | 2009-10-28 | 5617:00 | 0 | 0 | 0 | 0 | 0 | 0 | 0
2014-10-28 01:01 | 2009-10-28 | 5618:00 | 0 | 0 | 0 | 0 | 0 | 0 | 0
2014-10-28 02:01 | 2009-10-28 | 5619:00 | 0 | 0 | 0 | 0 | 0 | 0 | 0
2014-10-28 03:01 | 2009-10-28 | 5620:00 | 0 | 0 | 0 | 0 | 0 | 0 | 0
2014-10-28 04:01 | 2009-10-28 | 5621:00 | 0 | 0 | 0 | 0 | 0 | 0 | 0
2014-10-28 05:01 | 2009-10-28 | 5622:00 | 0 | 0 | 0 | 0 | 0 | 0 | 0
2014-10-28 06:01 | 2009-10-28 | 5623:00 | 0 | 0 | 0 | 0 | 0 | 0 | 0
2014-10-28 07:01 | 2009-10-28 | 5624:00 | 0 | 0 | 0 | 0 | 0 | 0 | 0
2014-10-28 08:01 | 2009-10-28 | 5625:00 | 0 | 0.03 | 0 | 0.01 | 0 | 0.008 | 0.0019608
2014-10-28 09:01 | 2009-10-28 | 5626:00 | 0.05 | 0.12 | 0.01 | 0.21 | 0.03 | 0.084 | 0.020588
2014-10-28 10:01 | 2009-10-28 | 5627:00 | 0.13 | 0.15 | 0.07 | 1.21 | 0.12 | 0.336 | 0.082353
2014-10-28 11:01 | 2009-10-28 | 5628:00 | 0.24 | 0.15 | 0.18 | 0.65 | 0.17 | 0.278 | 0.068137
2014-10-28 12:01 | 2009-10-28 | 5629:00 | 0.59 | 0.12 | 0.24 | 1.32 | 0.22 | 0.498 | 0.12206
2014-10-28 13:01 | 2009-10-28 | 5630:00 | 2.08 | 0.07 | 0.28 | 1.21 | 0.26 | 0.78 | 0.19118
2014-10-28 14:01 | 2009-10-28 | 5631:00 | 1.5 | 0.06 | 0.47 | 0.54 | 0.61 | 0.636 | 0.15588
2014-10-28 15:01 | 2009-10-28 | 5632:00 | 0.31 | 0.04 | 0.28 | 0.41 | 0.7 | 0.348 | 0.085294
2014-10-28 16:01 | 2009-10-28 | 5633:00 | 0.01 | 0.04 | 0.17 | 0.08 | 0.12 | 0.084 | 0.020588
2014-10-28 17:01 | 2009-10-28 | 5634:00 | 0 | 0 | 0.06 | 0 | 0 | 0.012 | 0.0029412
2014-10-28 18:01 | 2009-10-28 | 5635:00 | 0 | 0 | 0 | 0 | 0 | 0 | 0
2014-10-28 19:01 | 2009-10-28 | 5636:00 | 0 | 0 | 0 | 0 | 0 | 0 | 0
2014-10-28 20:01 | 2009-10-28 | 5637:00 | 0 | 0 | 0 | 0 | 0 | 0 | 0
2014-10-28 21:01 | 2009-10-28 | 5638:00 | 0 | 0 | 0 | 0 | 0 | 0 | 0
2014-10-28 22:01 | 2009-10-28 | 5639:00 | 0 | 0 | 0 | 0 | 0 | 0 | 0
2014-10-28 23:01 | 2009-10-28 | 5640:00 | 0 | 0 | 0 | 0 | 0 | 0 | 0
2014-10-29 00:01 | 2009-10-29 | 5641:00 | 0 | 0 | 0 | 0 | 0 | 0 | 0
2014-10-29 01:01 | 2009-10-29 | 5642:00 | 0 | 0 | 0 | 0 | 0 | 0 | 0
2014-10-29 02:01 | 2009-10-29 | 5643:00 | 0 | 0 | 0 | 0 | 0 | 0 | 0
2014-10-29 03:01 | 2009-10-29 | 5644:00 | 0 | 0 | 0 | 0 | 0 | 0 | 0
2014-10-29 04:01 | 2009-10-29 | 5645:00 | 0 | 0 | 0 | 0 | 0 | 0 | 0
2014-10-29 05:01 | 2009-10-29 | 5646:00 | 0 | 0 | 0 | 0 | 0 | 0 | 0
2014-10-29 06:01 | 2009-10-29 | 5647:00 | 0 | 0 | 0 | 0 | 0 | 0 | 0
2014-10-29 07:01 | 2009-10-29 | 5648:00 | 0 | 0 | 0 | 0 | 0 | 0 | 0
2014-10-29 08:01 | 2009-10-29 | 5649:00 | 0 | 0.04 | 0 | 0 | 0.02 | 0.012 | 0.0029412
2014-10-29 09:01 | 2009-10-29 | 5650:00 | 0.03 | 0.14 | 0 | 0.09 | 0.15 | 0.082 | 0.020098
2014-10-29 10:01 | 2009-10-29 | 5651:00 | 0.19 | 0.39 | 0.04 | 0.86 | 0.54 | 0.404 | 0.09902
2014-10-29 11:01 | 2009-10-29 | 5652:00 | 0.37 | 1.05 | 0.22 | 2.06 | 1.17 | 0.974 | 0.23873
2014-10-29 12:01 | 2009-10-29 | 5653:00 | 0.38 | 1.6 | 1.06 | 2.24 | 0.83 | 1.222 | 0.29951
2014-10-29 13:01 | 2009-10-29 | 5654:00 | 0.26 | 2.43 | 2.3 | 2.07 | 1.05 | 1.622 | 0.39755
2014-10-29 14:01 | 2009-10-29 | 5655:00 | 0.2 | 1.98 | 1.09 | 1.6 | 0.38 | 1.05 | 0.25735
2014-10-29 15:01 | 2009-10-29 | 5656:00 | 0.13 | 0.27 | 0.77 | 0.77 | 0.37 | 0.462 | 0.11324
2014-10-29 16:01 | 2009-10-29 | 5657:00 | 0.03 | 0.02 | 0.29 | 0.03 | 0.04 | 0.082 | 0.020098
2014-10-29 17:01 | 2009-10-29 | 5658:00 | 0 | 0 | 0.09 | 0 | 0 | 0.018 | 0.0044118
2014-10-29 18:01 | 2009-10-29 | 5659:00 | 0 | 0 | 0 | 0 | 0 | 0 | 0
2014-10-29 19:01 | 2009-10-29 | 5660:00 | 0 | 0 | 0 | 0 | 0 | 0 | 0
2014-10-29 20:01 | 2009-10-29 | 5661:00 | 0 | 0 | 0 | 0 | 0 | 0 | 0
2014-10-29 21:01 | 2009-10-29 | 5662:00 | 0 | 0 | 0 | 0 | 0 | 0 | 0
2014-10-29 22:01 | 2009-10-29 | 5663:00 | 0 | 0 | 0 | 0 | 0 | 0 | 0
2014-10-29 23:01 | 2009-10-29 | 5664:00 | 0 | 0 | 0 | 0 | 0 | 0 | 0
2014-10-30 00:01 | 2009-10-30 | 5665:00 | 0 | 0 | 0 | 0 | 0 | 0 | 0
2014-10-30 01:01 | 2009-10-30 | 5666:00 | 0 | 0 | 0 | 0 | 0 | 0 | 0
2014-10-30 02:01 | 2009-10-30 | 5667:00 | 0 | 0 | 0 | 0 | 0 | 0 | 0
2014-10-30 03:01 | 2009-10-30 | 5668:00 | 0 | 0 | 0 | 0 | 0 | 0 | 0
2014-10-30 04:01 | 2009-10-30 | 5669:00 | 0 | 0 | 0 | 0 | 0 | 0 | 0
2014-10-30 05:01 | 2009-10-30 | 5670:00 | 0 | 0 | 0 | 0 | 0 | 0 | 0
2014-10-30 06:01 | 2009-10-30 | 5671:00 | 0 | 0 | 0 | 0 | 0 | 0 | 0
2014-10-30 07:01 | 2009-10-30 | 5672:00 | 0 | 0 | 0 | 0 | 0 | 0 | 0
2014-10-30 08:01 | 2009-10-30 | 5673:00 | 0 | 0.02 | 0 | 0.01 | 0.01 | 0.008 | 0.0019608
2014-10-30 09:01 | 2009-10-30 | 5674:00 | 0.03 | 1.11 | 0.01 | 0.1 | 0.31 | 0.312 | 0.076471
2014-10-30 10:01 | 2009-10-30 | 5675:00 | 0.11 | 2.3 | 0.13 | 0.55 | 2.02 | 1.022 | 0.25049
2014-10-30 11:01 | 2009-10-30 | 5676:00 | 0.2 | 2.71 | 0.98 | 1.9 | 0.48 | 1.254 | 0.30735
2014-10-30 12:01 | 2009-10-30 | 5677:00 | 0.2 | 2.8 | 2.66 | 2.16 | 0.14 | 1.592 | 0.3902
2014-10-30 13:01 | 2009-10-30 | 5678:00 | 0.21 | 2.4 | 2.26 | 1.16 | 0.11 | 1.228 | 0.30098
2014-10-30 14:01 | 2009-10-30 | 5679:00 | 0.15 | 2.05 | 2.51 | 1.86 | 0.15 | 1.344 | 0.32941
2014-10-30 15:01 | 2009-10-30 | 5680:00 | 0.04 | 1.13 | 1.96 | 0.2 | 0.06 | 0.678 | 0.16618
2014-10-30 16:01 | 2009-10-30 | 5681:00 | 0 | 0.07 | 0.59 | 0.03 | 0.01 | 0.14 | 0.034314
2014-10-30 17:01 | 2009-10-30 | 5682:00 | 0 | 0 | 0.13 | 0 | 0 | 0.026 | 0.0063725
2014-10-30 18:01 | 2009-10-30 | 5683:00 | 0 | 0 | 0 | 0 | 0 | 0 | 0
2014-10-30 19:01 | 2009-10-30 | 5684:00 | 0 | 0 | 0 | 0 | 0 | 0 | 0
2014-10-30 20:01 | 2009-10-30 | 5685:00 | 0 | 0 | 0 | 0 | 0 | 0 | 0
2014-10-30 21:01 | 2009-10-30 | 5686:00 | 0 | 0 | 0 | 0 | 0 | 0 | 0
2014-10-30 22:01 | 2009-10-30 | 5687:00 | 0 | 0 | 0 | 0 | 0 | 0 | 0
2014-10-30 23:01 | 2009-10-30 | 5688:00 | 0 | 0 | 0 | 0 | 0 | 0 | 0
2014-10-31 00:01 | 2009-10-31 | 5689:00 | 0 | 0 | 0 | 0 | 0 | 0 | 0
2014-10-31 01:01 | 2009-10-31 | 5690:00 | 0 | 0 | 0 | 0 | 0 | 0 | 0
2014-10-31 02:01 | 2009-10-31 | 5691:00 | 0 | 0 | 0 | 0 | 0 | 0 | 0
2014-10-31 03:01 | 2009-10-31 | 5692:00 | 0 | 0 | 0 | 0 | 0 | 0 | 0
2014-10-31 04:01 | 2009-10-31 | 5693:00 | 0 | 0 | 0 | 0 | 0 | 0 | 0
2014-10-31 05:01 | 2009-10-31 | 5694:00 | 0 | 0 | 0 | 0 | 0 | 0 | 0
2014-10-31 06:01 | 2009-10-31 | 5695:00 | 0 | 0 | 0 | 0 | 0 | 0 | 0
2014-10-31 07:01 | 2009-10-31 | 5696:00 | 0 | 0 | 0 | 0 | 0 | 0 | 0
2014-10-31 08:01 | 2009-10-31 | 5697:00 | 0 | 0.03 | 0 | 0 | 0 | 0.006 | 0.0014706
2014-10-31 09:01 | 2009-10-31 | 5698:00 | 0 | 1.21 | 0.04 | 0.04 | 0.04 | 0.266 | 0.065196
2014-10-31 10:01 | 2009-10-31 | 5699:00 | 0.01 | 1.04 | 1.29 | 0.1 | 0.35 | 0.558 | 0.13676
2014-10-31 11:01 | 2009-10-31 | 5700:00 | 0.25 | 0.56 | 2.35 | 0.27 | 0.54 | 0.794 | 0.19461
2014-10-31 12:01 | 2009-10-31 | 5701:00 | 0.29 | 0.42 | 2.77 | 0.3 | 0.39 | 0.834 | 0.20441
2014-10-31 13:01 | 2009-10-31 | 5702:00 | 0.4 | 0.22 | 2.32 | 0.13 | 0.27 | 0.668 | 0.16373
2014-10-31 14:01 | 2009-10-31 | 5703:00 | 0.34 | 0.21 | 1.25 | 0.1 | 0.19 | 0.418 | 0.10245
2014-10-31 15:01 | 2009-10-31 | 5704:00 | 0.15 | 0.06 | 1.36 | 0.06 | 0.25 | 0.376 | 0.092157
2014-10-31 16:01 | 2009-10-31 | 5705:00 | 0.02 | 0.01 | 0.83 | 0.01 | 0.03 | 0.18 | 0.044118
2014-10-31 17:01 | 2009-10-31 | 5706:00 | 0 | 0 | 0.09 | 0 | 0 | 0.018 | 0.0044118
2014-10-31 18:01 | 2009-10-31 | 5707:00 | 0 | 0 | 0 | 0 | 0 | 0 | 0
2014-10-31 19:01 | 2009-10-31 | 5708:00 | 0 | 0 | 0 | 0 | 0 | 0 | 0
2014-10-31 20:01 | 2009-10-31 | 5709:00 | 0 | 0 | 0 | 0 | 0 | 0 | 0
2014-10-31 21:01 | 2009-10-31 | 5710:00 | 0 | 0 | 0 | 0 | 0 | 0 | 0
2014-10-31 22:01 | 2009-10-31 | 5711:00 | 0 | 0 | 0 | 0 | 0 | 0 | 0
2014-10-31 23:01 | 2009-10-31 | 5712:00 |  | 0 | 0 | 0 | 0 | 0 | 0
2014-11-01 00:01 | 2009-11-01 | 5713:00 |  | 0 | 0 | 0 | 0 | 0 | 0
2014-11-01 01:01 | 2009-11-01 | 1:00 |  | 0 | 0 | 0 | 0 | 0 | 0
2014-11-01 02:01 | 2009-11-01 | 2:00 |  | 0 | 0 | 0 | 0 | 0 | 0
2014-11-01 03:01 | 2009-11-01 | 3:00 |  | 0 | 0 | 0 | 0 | 0 | 0
2014-11-01 04:01 | 2009-11-01 | 4:00 |  | 0 | 0 | 0 | 0 | 0 | 0
2014-11-01 05:01 | 2009-11-01 | 5:00 |  | 0 | 0 | 0 | 0 | 0 | 0
2014-11-01 06:01 | 2009-11-01 | 6:00 |  | 0 | 0 | 0 | 0 | 0 | 0
2014-11-01 07:01 | 2009-11-01 | 7:00 |  | 0 | 0 | 0 | 0 | 0 | 0
2014-11-01 08:01 | 2009-11-01 | 8:00 | 0 | 0.01 | 0 | 0 | 0.01 | 0.004 | 0.00098039
2014-11-01 09:01 | 2009-11-01 | 9:00 | 0.01 | 0.21 | 0.01 | 0 | 0.14 | 0.074 | 0.018137
2014-11-01 10:01 | 2009-11-01 | 10:00 | 0.05 | 0.38 | 0.13 | 0.02 | 0.51 | 0.218 | 0.053431
2014-11-01 11:01 | 2009-11-01 | 11:00 | 0.16 | 0.28 | 0.29 | 0.07 | 1.92 | 0.544 | 0.13333
2014-11-01 12:01 | 2009-11-01 | 12:00 | 0.42 | 1.02 | 0.24 | 0.07 | 0.89 | 0.528 | 0.12941
2014-11-01 13:01 | 2009-11-01 | 13:00 | 0.38 | 1.75 | 0.28 | 0.09 | 1.48 | 0.796 | 0.1951
2014-11-01 14:01 | 2009-11-01 | 14:00 | 0.32 | 1.28 | 0.23 | 0.21 | 0.49 | 0.506 | 0.12402
2014-11-01 15:01 | 2009-11-01 | 15:00 | 0.11 | 0.38 | 0.25 | 0.08 | 0.08 | 0.18 | 0.044118
2014-11-01 16:01 | 2009-11-01 | 16:00 | 0.02 | 0.05 | 0.13 | 0.02 | 0.01 | 0.046 | 0.011275
2014-11-01 17:01 | 2009-11-01 | 17:00 | 0 | 0 | 0.01 | 0 | 0 | 0.002 | 0.0004902
2014-11-01 18:01 | 2009-11-01 | 18:00 |  | 0 | 0 | 0 | 0 | 0 | 0
2014-11-01 19:01 | 2009-11-01 | 19:00 |  | 0 | 0 | 0 | 0 | 0 | 0
2014-11-01 20:01 | 2009-11-01 | 20:00 |  | 0 | 0 | 0 | 0 | 0 | 0
2014-11-01 21:01 | 2009-11-01 | 21:00 |  | 0 | 0 | 0 | 0 | 0 | 0
2014-11-01 22:01 | 2009-11-01 | 22:00 |  | 0 | 0 | 0 | 0 | 0 | 0
2014-11-01 23:01 | 2009-11-01 | 23:00 |  | 0 | 0 | 0 | 0 | 0 | 0
2014-11-02 00:01 | 2009-11-01 | 24:00 |  | 0 | 0 | 0 | 0 | 0 | 0
2014-11-02 01:01 | 2009-11-02 | 25:00 |  | 0 | 0 | 0 | 0 | 0 | 0
2014-11-02 02:01 | 2009-11-02 | 26:00 |  | 0 | 0 | 0 | 0 | 0 | 0
2014-11-02 03:01 | 2009-11-02 | 27:00 |  | 0 | 0 | 0 | 0 | 0 | 0
2014-11-02 04:01 | 2009-11-02 | 28:00 |  | 0 | 0 | 0 | 0 | 0 | 0
2014-11-02 05:01 | 2009-11-02 | 29:00 |  | 0 | 0 | 0 | 0 | 0 | 0
2014-11-02 06:01 | 2009-11-02 | 30:00 |  | 0 | 0 | 0 | 0 | 0 | 0
2014-11-02 07:01 | 2009-11-02 | 31:00 |  | 0 | 0 | 0 | 0 | 0 | 0
2014-11-02 08:01 | 2009-11-02 | 32:00 |  | 0.02 | 0 | 0.01 | 0 | 0.0075 | 0.0018382
2014-11-02 09:01 | 2009-11-02 | 33:00 |  | 0.85 | 0.01 | 0.12 | 0.14 | 0.28 | 0.068627
2014-11-02 10:01 | 2009-11-02 | 34:00 | 0 | 2.16 | 0.19 | 0.09 | 1.71 | 0.83 | 0.20343
2014-11-02 11:01 | 2009-11-02 | 35:00 | 0 | 1.3 | 0.29 | 0.21 | 2.64 | 0.888 | 0.21765
2014-11-02 12:01 | 2009-11-02 | 36:00 | 0 | 0.46 | 0.48 | 0.17 | 2.68 | 0.758 | 0.18578
2014-11-02 13:01 | 2009-11-02 | 37:00 | 0.03 | 0.6 | 0.59 | 0.68 | 2.43 | 0.866 | 0.21225
2014-11-02 14:01 | 2009-11-02 | 38:00 | 0.72 | 0.96 | 0.49 | 2.07 | 1.89 | 1.226 | 0.30049
2014-11-02 15:01 | 2009-11-02 | 39:00 | 0.61 | 0.55 | 0.39 | 0.39 | 1.01 | 0.59 | 0.14461
2014-11-02 16:01 | 2009-11-02 | 40:00 | 0.04 | 0.11 | 0.18 | 0.04 | 0.05 | 0.084 | 0.020588
2014-11-02 17:01 | 2009-11-02 | 41:00 | 0 | 0 | 0.02 | 0 | 0 | 0.004 | 0.00098039
2014-11-02 18:01 | 2009-11-02 | 42:00 |  | 0 | 0 | 0 | 0 | 0 | 0
2014-11-02 19:01 | 2009-11-02 | 43:00 |  | 0 | 0 | 0 | 0 | 0 | 0
2014-11-02 20:01 | 2009-11-02 | 44:00 |  | 0 | 0 | 0 | 0 | 0 | 0
2014-11-02 21:01 | 2009-11-02 | 45:00 |  | 0 | 0 | 0 | 0 | 0 | 0
2014-11-02 22:01 | 2009-11-02 | 46:00 |  | 0 | 0 | 0 | 0 | 0 | 0
2014-11-02 23:01 | 2009-11-02 | 47:00 |  | 0 | 0 | 0 | 0 | 0 | 0
2014-11-03 00:01 | 2009-11-02 | 48:00 |  | 0 | 0 | 0 | 0 | 0 | 0
2014-11-03 01:01 | 2009-11-03 | 49:00 |  | 0 | 0 | 0 | 0 | 0 | 0
2014-11-03 02:01 | 2009-11-03 | 50:00 |  | 0 | 0 | 0 | 0 | 0 | 0
2014-11-03 03:01 | 2009-11-03 | 51:00 |  | 0 | 0 | 0 | 0 | 0 | 0
2014-11-03 04:01 | 2009-11-03 | 52:00 |  | 0 | 0 | 0 | 0 | 0 | 0
2014-11-03 05:01 | 2009-11-03 | 53:00 |  | 0 | 0 | 0 | 0 | 0 | 0
2014-11-03 06:01 | 2009-11-03 | 54:00 |  | 0 | 0 | 0 | 0 | 0 | 0
2014-11-03 07:01 | 2009-11-03 | 55:00 |  | 0 | 0 | 0 | 0 | 0 | 0
2014-11-03 08:01 | 2009-11-03 | 56:00 | 0.01 | 0 | 0 | 0 | 0.01 | 0.004 | 0.00098039
2014-11-03 09:01 | 2009-11-03 | 57:00 | 0.63 | 0.01 | 0 | 0.06 | 1.09 | 0.358 | 0.087745
2014-11-03 10:01 | 2009-11-03 | 58:00 | 1.82 | 0.04 | 0.39 | 0.24 | 2.39 | 0.976 | 0.23922
2014-11-03 11:01 | 2009-11-03 | 59:00 | 2.39 | 0.07 | 2.29 | 0.31 | 2.83 | 1.578 | 0.38676
2014-11-03 12:01 | 2009-11-03 | 60:00 | 2.51 | 0.06 | 2.74 | 0.79 | 2.79 | 1.778 | 0.43578
2014-11-03 13:01 | 2009-11-03 | 61:00 | 2.28 | 0.04 | 2.77 | 1.48 | 2.56 | 1.826 | 0.44755
2014-11-03 14:01 | 2009-11-03 | 62:00 | 1.87 | 0.04 | 2.47 | 1.6 | 1.94 | 1.584 | 0.38824
2014-11-03 15:01 | 2009-11-03 | 63:00 | 0.93 | 0.04 | 1.87 | 0.15 | 0.99 | 0.796 | 0.1951
2014-11-03 16:01 | 2009-11-03 | 64:00 | 0.04 | 0 | 0.99 | 0.02 | 0.04 | 0.218 | 0.053431
2014-11-03 17:01 | 2009-11-03 | 65:00 | 0 | 0 | 0.05 | 0 | 0 | 0.01 | 0.002451
2014-11-03 18:01 | 2009-11-03 | 66:00 |  | 0 | 0 | 0 | 0 | 0 | 0
2014-11-03 19:01 | 2009-11-03 | 67:00 |  | 0 | 0 | 0 | 0 | 0 | 0
2014-11-03 20:01 | 2009-11-03 | 68:00 |  | 0 | 0 | 0 | 0 | 0 | 0
2014-11-03 21:01 | 2009-11-03 | 69:00 |  | 0 | 0 | 0 | 0 | 0 | 0
2014-11-03 22:01 | 2009-11-03 | 70:00 |  | 0 | 0 | 0 | 0 | 0 | 0
2014-11-03 23:01 | 2009-11-03 | 71:00 |  | 0 | 0 | 0 | 0 | 0 | 0
2014-11-04 00:01 | 2009-11-03 | 72:00 |  | 0 | 0 | 0 | 0 | 0 | 0
2014-11-04 01:01 | 2009-11-04 | 73:00 |  | 0 | 0 | 0 | 0 | 0 | 0
2014-11-04 02:01 | 2009-11-04 | 74:00 |  | 0 | 0 | 0 | 0 | 0 | 0
2014-11-04 03:01 | 2009-11-04 | 75:00 |  | 0 | 0 | 0 | 0 | 0 | 0
2014-11-04 04:01 | 2009-11-04 | 76:00 |  | 0 | 0 | 0 | 0 | 0 | 0
2014-11-04 05:01 | 2009-11-04 | 77:00 |  | 0 | 0 | 0 | 0 | 0 | 0
2014-11-04 06:01 | 2009-11-04 | 78:00 |  | 0 | 0 | 0 | 0 | 0 | 0
2014-11-04 07:01 | 2009-11-04 | 79:00 |  | 0 | 0 | 0 | 0 | 0 | 0
2014-11-04 08:01 | 2009-11-04 | 80:00 | 0 | 0 | 0 | 0 | 0 | 0 | 0
2014-11-04 09:01 | 2009-11-04 | 81:00 | 0.04 | 0 | 0 | 0.07 | 0.06 | 0.034 | 0.0083333
2014-11-04 10:01 | 2009-11-04 | 82:00 | 0.14 | 0.02 | 0.06 | 0.26 | 0.15 | 0.126 | 0.030882
2014-11-04 11:01 | 2009-11-04 | 83:00 | 0.26 | 0.03 | 0.13 | 0.52 | 0.21 | 0.23 | 0.056373
2014-11-04 12:01 | 2009-11-04 | 84:00 | 0.31 | 0.03 | 0.53 | 0.77 | 0.21 | 0.37 | 0.090686
2014-11-04 13:01 | 2009-11-04 | 85:00 | 0.29 | 0.08 | 0.54 | 0.88 | 0.21 | 0.4 | 0.098039
2014-11-04 14:01 | 2009-11-04 | 86:00 | 0.15 | 0.63 | 0.53 | 0.17 | 0.17 | 0.33 | 0.080882
2014-11-04 15:01 | 2009-11-04 | 87:00 | 0.07 | 0.4 | 0.28 | 0.03 | 0.03 | 0.162 | 0.039706
2014-11-04 16:01 | 2009-11-04 | 88:00 | 0 | 0.05 | 0.12 | 0 | 0.03 | 0.04 | 0.0098039
2014-11-04 17:01 | 2009-11-04 | 89:00 |  | 0 | 0.02 | 0 | 0 | 0.005 | 0.0012255
2014-11-04 18:01 | 2009-11-04 | 90:00 |  | 0 | 0 | 0 | 0 | 0 | 0
2014-11-04 19:01 | 2009-11-04 | 91:00 |  | 0 | 0 | 0 | 0 | 0 | 0
2014-11-04 20:01 | 2009-11-04 | 92:00 |  | 0 | 0 | 0 | 0 | 0 | 0
2014-11-04 21:01 | 2009-11-04 | 93:00 |  | 0 | 0 | 0 | 0 | 0 | 0
2014-11-04 22:01 | 2009-11-04 | 94:00 |  | 0 | 0 | 0 | 0 | 0 | 0
2014-11-04 23:01 | 2009-11-04 | 95:00 |  | 0 | 0 | 0 | 0 | 0 | 0
2014-11-05 00:01 | 2009-11-04 | 96:00 |  | 0 | 0 | 0 | 0 | 0 | 0
2014-11-05 01:01 | 2009-11-05 | 97:00 |  | 0 | 0 | 0 | 0 | 0 | 0
2014-11-05 02:01 | 2009-11-05 | 98:00 |  | 0 | 0 | 0 | 0 | 0 | 0
2014-11-05 03:01 | 2009-11-05 | 99:00 |  | 0 | 0 | 0 | 0 | 0 | 0
2014-11-05 04:01 | 2009-11-05 | 100:00 |  | 0 | 0 | 0 | 0 | 0 | 0
2014-11-05 05:01 | 2009-11-05 | 101:00 |  | 0 | 0 | 0 | 0 | 0 | 0
2014-11-05 06:01 | 2009-11-05 | 102:00 |  | 0 | 0 | 0 | 0 | 0 | 0
2014-11-05 07:01 | 2009-11-05 | 103:00 |  | 0 | 0 | 0 | 0 | 0 | 0
2014-11-05 08:01 | 2009-11-05 | 104:00 | 0 | 0 | 0 | 0 | 0 | 0 | 0
2014-11-05 09:01 | 2009-11-05 | 105:00 | 0.07 | 1 | 0 | 0.01 | 0.02 | 0.22 | 0.053922
2014-11-05 10:01 | 2009-11-05 | 106:00 | 0.16 | 2.27 | 0.09 | 0.09 | 0.57 | 0.636 | 0.15588
2014-11-05 11:01 | 2009-11-05 | 107:00 | 0.34 | 1.46 | 0.4 | 0.14 | 0.49 | 0.566 | 0.13873
2014-11-05 12:01 | 2009-11-05 | 108:00 | 1.01 | 0.43 | 0.3 | 0.18 | 0.45 | 0.474 | 0.11618
2014-11-05 13:01 | 2009-11-05 | 109:00 | 0.31 | 0.92 | 0.24 | 0.17 | 0.56 | 0.44 | 0.10784
2014-11-05 14:01 | 2009-11-05 | 110:00 | 0.09 | 0.36 | 0.22 | 0.39 | 0.46 | 0.304 | 0.07451
2014-11-05 15:01 | 2009-11-05 | 111:00 | 0.04 | 0.42 | 0.16 | 0.28 | 0.19 | 0.218 | 0.053431
2014-11-05 16:01 | 2009-11-05 | 112:00 | 0.01 | 0.05 | 0.06 | 0.04 | 0.01 | 0.034 | 0.0083333
2014-11-05 17:01 | 2009-11-05 | 113:00 |  | 0 | 0.01 | 0 | 0 | 0.0025 | 0.00061275
2014-11-05 18:01 | 2009-11-05 | 114:00 |  | 0 | 0 | 0 | 0 | 0 | 0
2014-11-05 19:01 | 2009-11-05 | 115:00 |  | 0 | 0 | 0 | 0 | 0 | 0
2014-11-05 20:01 | 2009-11-05 | 116:00 |  | 0 | 0 | 0 | 0 | 0 | 0
2014-11-05 21:01 | 2009-11-05 | 117:00 |  | 0 | 0 | 0 | 0 | 0 | 0
2014-11-05 22:01 | 2009-11-05 | 118:00 |  | 0 | 0 | 0 | 0 | 0 | 0
2014-11-05 23:01 | 2009-11-05 | 119:00 |  | 0 | 0 | 0 | 0 | 0 | 0
2014-11-06 00:01 | 2009-11-05 | 120:00 |  | 0 | 0 | 0 | 0 | 0 | 0
2014-11-06 01:01 | 2009-11-06 | 121:00 |  | 0 | 0 | 0 | 0 | 0 | 0
2014-11-06 02:01 | 2009-11-06 | 122:00 |  | 0 | 0 | 0 | 0 | 0 | 0
2014-11-06 03:01 | 2009-11-06 | 123:00 |  | 0 | 0 | 0 | 0 | 0 | 0
2014-11-06 04:01 | 2009-11-06 | 124:00 |  | 0 | 0 | 0 | 0 | 0 | 0
2014-11-06 05:01 | 2009-11-06 | 125:00 |  | 0 | 0 | 0 | 0 | 0 | 0
2014-11-06 06:01 | 2009-11-06 | 126:00 |  | 0 | 0 | 0 | 0 | 0 | 0
2014-11-06 07:01 | 2009-11-06 | 127:00 |  | 0 | 0 | 0 | 0 | 0 | 0
2014-11-06 08:01 | 2009-11-06 | 128:00 | 0 | 0.01 | 0 | 0 | 0 | 0.002 | 0.0004902
2014-11-06 09:01 | 2009-11-06 | 129:00 | 0.03 | 0.38 | 0 | 0 | 0.03 | 0.088 | 0.021569
2014-11-06 10:01 | 2009-11-06 | 130:00 | 0.11 | 2.12 | 0 | 0.06 | 0.09 | 0.476 | 0.11667
2014-11-06 11:01 | 2009-11-06 | 131:00 | 0.28 | 1.57 | 0.1 | 0.09 | 0.24 | 0.456 | 0.11176
2014-11-06 12:01 | 2009-11-06 | 132:00 | 0.86 | 0.37 | 0.21 | 0.15 | 0.35 | 0.388 | 0.095098
2014-11-06 13:01 | 2009-11-06 | 133:00 | 1.19 | 0.52 | 0.28 | 0.1 | 0.37 | 0.492 | 0.12059
2014-11-06 14:01 | 2009-11-06 | 134:00 | 1 | 0.56 | 1.47 | 0.09 | 0.23 | 0.67 | 0.16422
2014-11-06 15:01 | 2009-11-06 | 135:00 | 0.9 | 0.23 | 1.48 | 0.02 | 0.12 | 0.55 | 0.1348
2014-11-06 16:01 | 2009-11-06 | 136:00 | 0.02 | 0.02 | 0.6 | 0 | 0.01 | 0.13 | 0.031863
2014-11-06 17:01 | 2009-11-06 | 137:00 |  | 0 | 0.01 | 0 | 0 | 0.0025 | 0.00061275
2014-11-06 18:01 | 2009-11-06 | 138:00 |  | 0 | 0 | 0 | 0 | 0 | 0
2014-11-06 19:01 | 2009-11-06 | 139:00 |  | 0 | 0 | 0 | 0 | 0 | 0
2014-11-06 20:01 | 2009-11-06 | 140:00 |  | 0 | 0 | 0 | 0 | 0 | 0
2014-11-06 21:01 | 2009-11-06 | 141:00 |  | 0 | 0 | 0 | 0 | 0 | 0
2014-11-06 22:01 | 2009-11-06 | 142:00 |  | 0 | 0 | 0 | 0 | 0 | 0
2014-11-06 23:01 | 2009-11-06 | 143:00 |  | 0 | 0 | 0 | 0 | 0 | 0
2014-11-07 00:01 | 2009-11-06 | 144:00 |  | 0 | 0 | 0 | 0 | 0 | 0
2014-11-07 01:01 | 2009-11-07 | 145:00 |  | 0 | 0 | 0 | 0 | 0 | 0
2014-11-07 02:01 | 2009-11-07 | 146:00 |  | 0 | 0 | 0 | 0 | 0 | 0
2014-11-07 03:01 | 2009-11-07 | 147:00 |  | 0 | 0 | 0 | 0 | 0 | 0
2014-11-07 04:01 | 2009-11-07 | 148:00 |  | 0 | 0 | 0 | 0 | 0 | 0
2014-11-07 05:01 | 2009-11-07 | 149:00 |  | 0 | 0 | 0 | 0 | 0 | 0
2014-11-07 06:01 | 2009-11-07 | 150:00 |  | 0 | 0 | 0 | 0 | 0 | 0
2014-11-07 07:01 | 2009-11-07 | 151:00 |  | 0 | 0 | 0 | 0 | 0 | 0
2014-11-07 08:01 | 2009-11-07 | 152:00 | 0 | 0 | 0 | 0 | 0 | 0 | 0
2014-11-07 09:01 | 2009-11-07 | 153:00 | 0.01 | 0.02 | 0 | 0 | 0.03 | 0.012 | 0.0029412
2014-11-07 10:01 | 2009-11-07 | 154:00 | 0.01 | 0.15 | 0.06 | 0.01 | 0.11 | 0.068 | 0.016667
2014-11-07 11:01 | 2009-11-07 | 155:00 | 0.05 | 0.47 | 0.3 | 0.02 | 0.11 | 0.19 | 0.046569
2014-11-07 12:01 | 2009-11-07 | 156:00 | 0.14 | 0.49 | 1.44 | 0.03 | 0.24 | 0.468 | 0.11471
2014-11-07 13:01 | 2009-11-07 | 157:00 | 0.15 | 0.4 | 1.85 | 0.02 | 0.14 | 0.512 | 0.12549
2014-11-07 14:01 | 2009-11-07 | 158:00 | 0.12 | 0.35 | 0.75 | 0.01 | 0.19 | 0.284 | 0.069608
2014-11-07 15:01 | 2009-11-07 | 159:00 | 0.06 | 0.13 | 0.42 | 0 | 0.08 | 0.138 | 0.033824
2014-11-07 16:01 | 2009-11-07 | 160:00 | 0 | 0.01 | 0.21 | 0 | 0.01 | 0.046 | 0.011275
2014-11-07 17:01 | 2009-11-07 | 161:00 |  | 0 | 0.03 | 0 | 0 | 0.0075 | 0.0018382
2014-11-07 18:01 | 2009-11-07 | 162:00 |  | 0 | 0 | 0 | 0 | 0 | 0
2014-11-07 19:01 | 2009-11-07 | 163:00 |  | 0 | 0 | 0 | 0 | 0 | 0
2014-11-07 20:01 | 2009-11-07 | 164:00 |  | 0 | 0 | 0 | 0 | 0 | 0
2014-11-07 21:01 | 2009-11-07 | 165:00 |  | 0 | 0 | 0 | 0 | 0 | 0
2014-11-07 22:01 | 2009-11-07 | 166:00 |  | 0 | 0 | 0 | 0 | 0 | 0
2014-11-07 23:01 | 2009-11-07 | 167:00 |  | 0 | 0 | 0 | 0 | 0 | 0
2014-11-08 00:01 | 2009-11-07 | 168:00 |  | 0 | 0 | 0 | 0 | 0 | 0
2014-11-08 01:01 | 2009-11-08 | 169:00 |  | 0 | 0 | 0 | 0 | 0 | 0
2014-11-08 02:01 | 2009-11-08 | 170:00 |  | 0 | 0 | 0 | 0 | 0 | 0
2014-11-08 03:01 | 2009-11-08 | 171:00 |  | 0 | 0 | 0 | 0 | 0 | 0
2014-11-08 04:01 | 2009-11-08 | 172:00 |  | 0 | 0 | 0 | 0 | 0 | 0
2014-11-08 05:01 | 2009-11-08 | 173:00 |  | 0 | 0 | 0 | 0 | 0 | 0
2014-11-08 06:01 | 2009-11-08 | 174:00 |  | 0 | 0 | 0 | 0 | 0 | 0
2014-11-08 07:01 | 2009-11-08 | 175:00 |  | 0 | 0 | 0 | 0 | 0 | 0
2014-11-08 08:01 | 2009-11-08 | 176:00 | 0 | 0 | 0 | 0 | 0 | 0 | 0
2014-11-08 09:01 | 2009-11-08 | 177:00 | 0.31 | 0.15 | 0 | 0 | 0.01 | 0.094 | 0.023039
2014-11-08 10:01 | 2009-11-08 | 178:00 | 1.16 | 2.01 | 0.14 | 0.07 | 0.04 | 0.684 | 0.16765
2014-11-08 11:01 | 2009-11-08 | 179:00 | 2.15 | 2.66 | 0.76 | 0.13 | 0.08 | 1.156 | 0.28333
2014-11-08 12:01 | 2009-11-08 | 180:00 | 1.59 | 2.68 | 1.54 | 0.16 | 0.12 | 1.218 | 0.29853
2014-11-08 13:01 | 2009-11-08 | 181:00 | 0.41 | 2.38 | 1.3 | 0.16 | 0.12 | 0.874 | 0.21422
2014-11-08 14:01 | 2009-11-08 | 182:00 | 0.19 | 1.74 | 1.35 | 0.12 | 0.08 | 0.696 | 0.17059
2014-11-08 15:01 | 2009-11-08 | 183:00 | 0.36 | 0.82 | 1 | 0.05 | 0.03 | 0.452 | 0.11078
2014-11-08 16:01 | 2009-11-08 | 184:00 | 0.01 | 0.01 | 0.16 | 0 | 0 | 0.036 | 0.0088235
2014-11-08 17:01 | 2009-11-08 | 185:00 |  | 0 | 0.01 | 0 | 0 | 0.0025 | 0.00061275
2014-11-08 18:01 | 2009-11-08 | 186:00 |  | 0 | 0 | 0 | 0 | 0 | 0
2014-11-08 19:01 | 2009-11-08 | 187:00 |  | 0 | 0 | 0 | 0 | 0 | 0
2014-11-08 20:01 | 2009-11-08 | 188:00 |  | 0 | 0 | 0 | 0 | 0 | 0
2014-11-08 21:01 | 2009-11-08 | 189:00 |  | 0 | 0 | 0 | 0 | 0 | 0
2014-11-08 22:01 | 2009-11-08 | 190:00 |  | 0 | 0 | 0 | 0 | 0 | 0
2014-11-08 23:01 | 2009-11-08 | 191:00 |  | 0 | 0 | 0 | 0 | 0 | 0
2014-11-09 00:01 | 2009-11-08 | 192:00 |  | 0 | 0 | 0 | 0 | 0 | 0
2014-11-09 01:01 | 2009-11-09 | 193:00 |  | 0 | 0 | 0 | 0 | 0 | 0
2014-11-09 02:01 | 2009-11-09 | 194:00 |  | 0 | 0 | 0 | 0 | 0 | 0
2014-11-09 03:01 | 2009-11-09 | 195:00 |  | 0 | 0 | 0 | 0 | 0 | 0
2014-11-09 04:01 | 2009-11-09 | 196:00 |  | 0 | 0 | 0 | 0 | 0 | 0
2014-11-09 05:01 | 2009-11-09 | 197:00 |  | 0 | 0 | 0 | 0 | 0 | 0
2014-11-09 06:01 | 2009-11-09 | 198:00 |  | 0 | 0 | 0 | 0 | 0 | 0
2014-11-09 07:01 | 2009-11-09 | 199:00 |  | 0 | 0 | 0 | 0 | 0 | 0
2014-11-09 08:01 | 2009-11-09 | 200:00 | 0 | 0 | 0 | 0 | 0 | 0 | 0
2014-11-09 09:01 | 2009-11-09 | 201:00 | 0.02 | 0.43 | 0 | 0.06 | 0.02 | 0.106 | 0.02598
2014-11-09 10:01 | 2009-11-09 | 202:00 | 0.11 | 2.17 | 0.5 | 0.2 | 0.11 | 0.618 | 0.15147
2014-11-09 11:01 | 2009-11-09 | 203:00 | 0.19 | 2.33 | 1.97 | 0.36 | 0.19 | 1.008 | 0.24706
2014-11-09 12:01 | 2009-11-09 | 204:00 | 0.22 | 2.7 | 1.48 | 0.25 | 0.27 | 0.984 | 0.24118
2014-11-09 13:01 | 2009-11-09 | 205:00 | 0.17 | 2.16 | 1.29 | 0.33 | 0.38 | 0.866 | 0.21225
2014-11-09 14:01 | 2009-11-09 | 206:00 | 0.09 | 1.82 | 1.84 | 0.31 | 0.21 | 0.854 | 0.20931
2014-11-09 15:01 | 2009-11-09 | 207:00 | 0.02 | 0.72 | 0.86 | 0.13 | 0.08 | 0.362 | 0.088725
2014-11-09 16:01 | 2009-11-09 | 208:00 | 0 | 0.01 | 0.7 | 0 | 0.01 | 0.144 | 0.035294
2014-11-09 17:01 | 2009-11-09 | 209:00 |  | 0 | 0.02 | 0 | 0 | 0.005 | 0.0012255
2014-11-09 18:01 | 2009-11-09 | 210:00 |  | 0 | 0 | 0 | 0 | 0 | 0
2014-11-09 19:01 | 2009-11-09 | 211:00 |  | 0 | 0 | 0 | 0 | 0 | 0
2014-11-09 20:01 | 2009-11-09 | 212:00 |  | 0 | 0 | 0 | 0 | 0 | 0
2014-11-09 21:01 | 2009-11-09 | 213:00 |  | 0 | 0 | 0 | 0 | 0 | 0
2014-11-09 22:01 | 2009-11-09 | 214:00 |  | 0 | 0 | 0 | 0 | 0 | 0
2014-11-09 23:01 | 2009-11-09 | 215:00 |  | 0 | 0 | 0 | 0 | 0 | 0
2014-11-10 00:01 | 2009-11-09 | 216:00 |  | 0 | 0 | 0 | 0 | 0 | 0
2014-11-10 01:01 | 2009-11-10 | 217:00 |  | 0 | 0 | 0 | 0 | 0 | 0
2014-11-10 02:01 | 2009-11-10 | 218:00 |  | 0 | 0 | 0 | 0 | 0 | 0
2014-11-10 03:01 | 2009-11-10 | 219:00 |  | 0 | 0 | 0 | 0 | 0 | 0
2014-11-10 04:01 | 2009-11-10 | 220:00 |  | 0 | 0 | 0 | 0 | 0 | 0
2014-11-10 05:01 | 2009-11-10 | 221:00 |  | 0 | 0 | 0 | 0 | 0 | 0
2014-11-10 06:01 | 2009-11-10 | 222:00 |  | 0 | 0 | 0 | 0 | 0 | 0
2014-11-10 07:01 | 2009-11-10 | 223:00 |  | 0 | 0 | 0 | 0 | 0 | 0
2014-11-10 08:01 | 2009-11-10 | 224:00 | 0 | 0 | 0 | 0 | 0 | 0 | 0
2014-11-10 09:01 | 2009-11-10 | 225:00 | 0.08 | 0.47 | 0 | 0.03 | 0.22 | 0.16 | 0.039216
2014-11-10 10:01 | 2009-11-10 | 226:00 | 0.24 | 2.11 | 0.16 | 0.15 | 0.73 | 0.678 | 0.16618
2014-11-10 11:01 | 2009-11-10 | 227:00 | 0.32 | 2.58 | 0.71 | 0.16 | 2.03 | 1.16 | 0.28431
2014-11-10 12:01 | 2009-11-10 | 228:00 | 0.51 | 2.56 | 0.21 | 0.23 | 0.49 | 0.8 | 0.19608
2014-11-10 13:01 | 2009-11-10 | 229:00 | 1 | 1.3 | 0.17 | 0.19 | 0.57 | 0.646 | 0.15833
2014-11-10 14:01 | 2009-11-10 | 230:00 | 0.26 | 1.59 | 0.09 | 0.15 | 0.23 | 0.464 | 0.11373
2014-11-10 15:01 | 2009-11-10 | 231:00 | 0.05 | 0.54 | 0.01 | 0.08 | 0.07 | 0.15 | 0.036765
2014-11-10 16:01 | 2009-11-10 | 232:00 | 0 | 0 | 0 | 0 | 0.01 | 0.002 | 0.0004902
2014-11-10 17:01 | 2009-11-10 | 233:00 |  | 0 | 0 | 0 | 0 | 0 | 0
2014-11-10 18:01 | 2009-11-10 | 234:00 |  | 0 | 0 | 0 | 0 | 0 | 0
2014-11-10 19:01 | 2009-11-10 | 235:00 |  | 0 | 0 | 0 | 0 | 0 | 0
2014-11-10 20:01 | 2009-11-10 | 236:00 |  | 0 | 0 | 0 | 0 | 0 | 0
2014-11-10 21:01 | 2009-11-10 | 237:00 |  | 0 | 0 | 0 | 0 | 0 | 0
2014-11-10 22:01 | 2009-11-10 | 238:00 |  | 0 | 0 | 0 | 0 | 0 | 0
2014-11-10 23:01 | 2009-11-10 | 239:00 |  | 0 | 0 | 0 | 0 | 0 | 0
2014-11-11 00:01 | 2009-11-10 | 240:00 |  | 0 | 0 | 0 | 0 | 0 | 0
2014-11-11 01:01 | 2009-11-11 | 241:00 |  | 0 | 0 | 0 | 0 | 0 | 0
2014-11-11 02:01 | 2009-11-11 | 242:00 |  | 0 | 0 | 0 | 0 | 0 | 0
2014-11-11 03:01 | 2009-11-11 | 243:00 |  | 0 | 0 | 0 | 0 | 0 | 0
2014-11-11 04:01 | 2009-11-11 | 244:00 |  | 0 | 0 | 0 | 0 | 0 | 0
2014-11-11 05:01 | 2009-11-11 | 245:00 |  | 0 | 0 | 0 | 0 | 0 | 0
2014-11-11 06:01 | 2009-11-11 | 246:00 |  | 0 | 0 | 0 | 0 | 0 | 0
2014-11-11 07:01 | 2009-11-11 | 247:00 |  | 0 | 0 | 0 | 0 | 0 | 0
2014-11-11 08:01 | 2009-11-11 | 248:00 | 0 | 0 | 0 | 0 | 0 | 0 | 0
2014-11-11 09:01 | 2009-11-11 | 249:00 | 0.11 | 0.03 | 0 | 0 | 0.35 | 0.098 | 0.02402
2014-11-11 10:01 | 2009-11-11 | 250:00 | 0.72 | 0.04 | 0.01 | 0.03 | 1.82 | 0.524 | 0.12843
2014-11-11 11:01 | 2009-11-11 | 251:00 | 0.3 | 0.22 | 0.08 | 0.1 | 2.44 | 0.628 | 0.15392
2014-11-11 12:01 | 2009-11-11 | 252:00 | 0.2 | 0.32 | 0.1 | 0.13 | 2.52 | 0.654 | 0.16029
2014-11-11 13:01 | 2009-11-11 | 253:00 | 0.43 | 0.39 | 0.1 | 0.19 | 1.95 | 0.612 | 0.15
2014-11-11 14:01 | 2009-11-11 | 254:00 | 0.7 | 0.13 | 0.03 | 0.18 | 1.48 | 0.504 | 0.12353
2014-11-11 15:01 | 2009-11-11 | 255:00 | 0.21 | 0.07 | 0.01 | 0.04 | 0.64 | 0.194 | 0.047549
2014-11-11 16:01 | 2009-11-11 | 256:00 | 0 | 0 | 0 | 0 | 0.01 | 0.002 | 0.0004902
2014-11-11 17:01 | 2009-11-11 | 257:00 |  | 0 | 0 | 0 | 0 | 0 | 0
2014-11-11 18:01 | 2009-11-11 | 258:00 |  | 0 | 0 | 0 | 0 | 0 | 0
2014-11-11 19:01 | 2009-11-11 | 259:00 |  | 0 | 0 | 0 | 0 | 0 | 0
2014-11-11 20:01 | 2009-11-11 | 260:00 |  | 0 | 0 | 0 | 0 | 0 | 0
2014-11-11 21:01 | 2009-11-11 | 261:00 |  | 0 | 0 | 0 | 0 | 0 | 0
2014-11-11 22:01 | 2009-11-11 | 262:00 |  | 0 | 0 | 0 | 0 | 0 | 0
2014-11-11 23:01 | 2009-11-11 | 263:00 |  | 0 | 0 | 0 | 0 | 0 | 0
2014-11-12 00:01 | 2009-11-11 | 264:00 |  | 0 | 0 | 0 | 0 | 0 | 0
2014-11-12 01:01 | 2009-11-12 | 265:00 |  | 0 | 0 | 0 | 0 | 0 | 0
2014-11-12 02:01 | 2009-11-12 | 266:00 |  | 0 | 0 | 0 | 0 | 0 | 0
2014-11-12 03:01 | 2009-11-12 | 267:00 |  | 0 | 0 | 0 | 0 | 0 | 0
2014-11-12 04:01 | 2009-11-12 | 268:00 |  | 0 | 0 | 0 | 0 | 0 | 0
2014-11-12 05:01 | 2009-11-12 | 269:00 |  | 0 | 0 | 0 | 0 | 0 | 0
2014-11-12 06:01 | 2009-11-12 | 270:00 |  | 0 | 0 | 0 | 0 | 0 | 0
2014-11-12 07:01 | 2009-11-12 | 271:00 |  | 0 | 0 | 0 | 0 | 0 | 0
2014-11-12 08:01 | 2009-11-12 | 272:00 |  | 0 | 0 | 0 | 0 | 0 | 0
2014-11-12 09:01 | 2009-11-12 | 273:00 | 0.01 | 0.04 | 0 | 0 | 0.01 | 0.012 | 0.0029412
2014-11-12 10:01 | 2009-11-12 | 274:00 | 0.06 | 0.49 | 0.02 | 0.02 | 0.02 | 0.122 | 0.029902
2014-11-12 11:01 | 2009-11-12 | 275:00 | 0.12 | 0.62 | 0.03 | 0.41 | 0.07 | 0.25 | 0.061275
2014-11-12 12:01 | 2009-11-12 | 276:00 | 0.41 | 0.55 | 0.06 | 0.45 | 0.03 | 0.3 | 0.073529
2014-11-12 13:01 | 2009-11-12 | 277:00 | 1.09 | 0.27 | 0.03 | 0.27 | 0.04 | 0.34 | 0.083333
2014-11-12 14:01 | 2009-11-12 | 278:00 | 0.55 | 0.61 | 0.02 | 0.28 | 0.04 | 0.3 | 0.073529
2014-11-12 15:01 | 2009-11-12 | 279:00 | 0.07 | 0.21 | 0.02 | 0.02 | 0.01 | 0.066 | 0.016176
2014-11-12 16:01 | 2009-11-12 | 280:00 | 0.01 | 0 | 0 | 0 | 0 | 0.002 | 0.0004902
2014-11-12 17:01 | 2009-11-12 | 281:00 |  | 0 | 0 | 0 | 0 | 0 | 0
2014-11-12 18:01 | 2009-11-12 | 282:00 |  | 0 | 0 | 0 | 0 | 0 | 0
2014-11-12 19:01 | 2009-11-12 | 283:00 |  | 0 | 0 | 0 | 0 | 0 | 0
2014-11-12 20:01 | 2009-11-12 | 284:00 |  | 0 | 0 | 0 | 0 | 0 | 0
2014-11-12 21:01 | 2009-11-12 | 285:00 |  | 0 | 0 | 0 | 0 | 0 | 0
2014-11-12 22:01 | 2009-11-12 | 286:00 |  | 0 | 0 | 0 | 0 | 0 | 0
2014-11-12 23:01 | 2009-11-12 | 287:00 |  | 0 | 0 | 0 | 0 | 0 | 0
2014-11-13 00:01 | 2009-11-12 | 288:00 |  | 0 | 0 | 0 | 0 | 0 | 0
2014-11-13 01:01 | 2009-11-13 | 289:00 |  | 0 | 0 | 0 | 0 | 0 | 0
2014-11-13 02:01 | 2009-11-13 | 290:00 |  | 0 | 0 | 0 | 0 | 0 | 0
2014-11-13 03:01 | 2009-11-13 | 291:00 |  | 0 | 0 | 0 | 0 | 0 | 0
2014-11-13 04:01 | 2009-11-13 | 292:00 |  | 0 | 0 | 0 | 0 | 0 | 0
2014-11-13 05:01 | 2009-11-13 | 293:00 |  | 0 | 0 | 0 | 0 | 0 | 0
2014-11-13 06:01 | 2009-11-13 | 294:00 |  | 0 | 0 | 0 | 0 | 0 | 0
2014-11-13 07:01 | 2009-11-13 | 295:00 |  | 0 | 0 | 0 | 0 | 0 | 0
2014-11-13 08:01 | 2009-11-13 | 296:00 | 0 | 0 | 0 | 0 | 0 | 0 | 0
2014-11-13 09:01 | 2009-11-13 | 297:00 | 0.1 | 0.13 | 0 | 0 | 0.07 | 0.06 | 0.014706
2014-11-13 10:01 | 2009-11-13 | 298:00 | 0.51 | 0.16 | 0 | 0.04 | 0.08 | 0.158 | 0.038725
2014-11-13 11:01 | 2009-11-13 | 299:00 | 0.4 | 0.53 | 0 | 0.11 | 0.06 | 0.22 | 0.053922
2014-11-13 12:01 | 2009-11-13 | 300:00 | 0.11 | 1.89 | 0.01 | 0.67 | 0.21 | 0.578 | 0.14167
2014-11-13 13:01 | 2009-11-13 | 301:00 | 0.16 | 1.58 | 0 | 0.96 | 1.36 | 0.812 | 0.19902
2014-11-13 14:01 | 2009-11-13 | 302:00 | 0.2 | 0.42 | 0.01 | 0.5 | 1.55 | 0.536 | 0.13137
2014-11-13 15:01 | 2009-11-13 | 303:00 | 0.12 | 0.09 | 0 | 0.04 | 0.49 | 0.148 | 0.036275
2014-11-13 16:01 | 2009-11-13 | 304:00 | 0 | 0 | 0 | 0 | 0.01 | 0.002 | 0.0004902
2014-11-13 17:01 | 2009-11-13 | 305:00 |  | 0 | 0 | 0 | 0 | 0 | 0
2014-11-13 18:01 | 2009-11-13 | 306:00 |  | 0 | 0 | 0 | 0 | 0 | 0
2014-11-13 19:01 | 2009-11-13 | 307:00 |  | 0 | 0 | 0 | 0 | 0 | 0
2014-11-13 20:01 | 2009-11-13 | 308:00 |  | 0 | 0 | 0 | 0 | 0 | 0
2014-11-13 21:01 | 2009-11-13 | 309:00 |  | 0 | 0 | 0 | 0 | 0 | 0
2014-11-13 22:01 | 2009-11-13 | 310:00 |  | 0 | 0 | 0 | 0 | 0 | 0
2014-11-13 23:01 | 2009-11-13 | 311:00 |  | 0 | 0 | 0 | 0 | 0 | 0
2014-11-14 00:01 | 2009-11-13 | 312:00 |  | 0 | 0 | 0 | 0 | 0 | 0
2014-11-14 01:01 | 2009-11-14 | 313:00 |  | 0 | 0 | 0 | 0 | 0 | 0
2014-11-14 02:01 | 2009-11-14 | 314:00 |  | 0 | 0 | 0 | 0 | 0 | 0
2014-11-14 03:01 | 2009-11-14 | 315:00 |  | 0 | 0 | 0 | 0 | 0 | 0
2014-11-14 04:01 | 2009-11-14 | 316:00 |  | 0 | 0 | 0 | 0 | 0 | 0
2014-11-14 05:01 | 2009-11-14 | 317:00 |  | 0 | 0 | 0 | 0 | 0 | 0
2014-11-14 06:01 | 2009-11-14 | 318:00 |  | 0 | 0 | 0 | 0 | 0 | 0
2014-11-14 07:01 | 2009-11-14 | 319:00 |  | 0 | 0 | 0 | 0 | 0 | 0
2014-11-14 08:01 | 2009-11-14 | 320:00 |  | 0 | 0 | 0 | 0 | 0 | 0
2014-11-14 09:01 | 2009-11-14 | 321:00 | 0.01 | 0.17 | 0 | 0 | 0 | 0.036 | 0.0088235
2014-11-14 10:01 | 2009-11-14 | 322:00 | 0.06 | 0.9 | 0 | 0.03 | 0.02 | 0.202 | 0.04951
2014-11-14 11:01 | 2009-11-14 | 323:00 | 1.17 | 2.06 | 0 | 0.16 | 0.07 | 0.692 | 0.16961
2014-11-14 12:01 | 2009-11-14 | 324:00 | 1.08 | 0.37 | 0 | 0.07 | 0.03 | 0.31 | 0.07598
2014-11-14 13:01 | 2009-11-14 | 325:00 | 0.67 | 1.79 | 0 | 0.04 | 0.02 | 0.504 | 0.12353
2014-11-14 14:01 | 2009-11-14 | 326:00 | 0.52 | 0.49 | 0 | 0.01 | 0 | 0.204 | 0.05
2014-11-14 15:01 | 2009-11-14 | 327:00 | 0.23 | 0.16 | 0 | 0 | 0 | 0.078 | 0.019118
2014-11-14 16:01 | 2009-11-14 | 328:00 | 0 | 0 | 0 | 0 | 0 | 0 | 0
2014-11-14 17:01 | 2009-11-14 | 329:00 |  | 0 | 0 | 0 | 0 | 0 | 0
2014-11-14 18:01 | 2009-11-14 | 330:00 |  | 0 | 0 | 0 | 0 | 0 | 0
2014-11-14 19:01 | 2009-11-14 | 331:00 |  | 0 | 0 | 0 | 0 | 0 | 0
2014-11-14 20:01 | 2009-11-14 | 332:00 |  | 0 | 0 | 0 | 0 | 0 | 0
2014-11-14 21:01 | 2009-11-14 | 333:00 |  | 0 | 0 | 0 | 0 | 0 | 0
2014-11-14 22:01 | 2009-11-14 | 334:00 |  | 0 | 0 | 0 | 0 | 0 | 0
2014-11-14 23:01 | 2009-11-14 | 335:00 |  | 0 | 0 | 0 | 0 | 0 | 0
2014-11-15 00:01 | 2009-11-14 | 336:00 |  | 0 | 0 | 0 | 0 | 0 | 0
2014-11-15 01:01 | 2009-11-15 | 337:00 |  | 0 | 0 | 0 | 0 | 0 | 0
2014-11-15 02:01 | 2009-11-15 | 338:00 |  | 0 | 0 | 0 | 0 | 0 | 0
2014-11-15 03:01 | 2009-11-15 | 339:00 |  | 0 | 0 | 0 | 0 | 0 | 0
2014-11-15 04:01 | 2009-11-15 | 340:00 |  | 0 | 0 | 0 | 0 | 0 | 0
2014-11-15 05:01 | 2009-11-15 | 341:00 |  | 0 | 0 | 0 | 0 | 0 | 0
2014-11-15 06:01 | 2009-11-15 | 342:00 |  | 0 | 0 | 0 | 0 | 0 | 0
2014-11-15 07:01 | 2009-11-15 | 343:00 |  | 0 | 0 | 0 | 0 | 0 | 0
2014-11-15 08:01 | 2009-11-15 | 344:00 | 0 | 0 | 0 | 0 | 0 | 0 | 0
2014-11-15 09:01 | 2009-11-15 | 345:00 | 0.17 | 0.22 | 0 | 0 | 0 | 0.078 | 0.019118
2014-11-15 10:01 | 2009-11-15 | 346:00 | 1.19 | 1.38 | 0 | 0.05 | 0.04 | 0.532 | 0.13039
2014-11-15 11:01 | 2009-11-15 | 347:00 | 2.21 | 2.25 | 0 | 0.05 | 0 | 0.902 | 0.22108
2014-11-15 12:01 | 2009-11-15 | 348:00 | 2.31 | 2.38 | 0.02 | 0.09 | 0.02 | 0.964 | 0.23627
2014-11-15 13:01 | 2009-11-15 | 349:00 | 1.24 | 2.12 | 0.07 | 0.14 | 0.05 | 0.724 | 0.17745
2014-11-15 14:01 | 2009-11-15 | 350:00 | 0.19 | 0.26 | 0.07 | 0.11 | 0.02 | 0.13 | 0.031863
2014-11-15 15:01 | 2009-11-15 | 351:00 | 0.05 | 0.02 | 0.03 | 0.03 | 0.01 | 0.028 | 0.0068627
2014-11-15 16:01 | 2009-11-15 | 352:00 | 0 | 0 | 0 | 0 | 0 | 0 | 0
2014-11-15 17:01 | 2009-11-15 | 353:00 |  | 0 | 0 | 0 | 0 | 0 | 0
2014-11-15 18:01 | 2009-11-15 | 354:00 |  | 0 | 0 | 0 | 0 | 0 | 0
2014-11-15 19:01 | 2009-11-15 | 355:00 |  | 0 | 0 | 0 | 0 | 0 | 0
2014-11-15 20:01 | 2009-11-15 | 356:00 |  | 0 | 0 | 0 | 0 | 0 | 0
2014-11-15 21:01 | 2009-11-15 | 357:00 |  | 0 | 0 | 0 | 0 | 0 | 0
2014-11-15 22:01 | 2009-11-15 | 358:00 |  | 0 | 0 | 0 | 0 | 0 | 0
2014-11-15 23:01 | 2009-11-15 | 359:00 |  | 0 | 0 | 0 | 0 | 0 | 0
2014-11-16 00:01 | 2009-11-15 | 360:00 |  | 0 | 0 | 0 | 0 | 0 | 0
2014-11-16 01:01 | 2009-11-16 | 361:00 |  | 0 | 0 | 0 | 0 | 0 | 0
2014-11-16 02:01 | 2009-11-16 | 362:00 |  | 0 | 0 | 0 | 0 | 0 | 0
2014-11-16 03:01 | 2009-11-16 | 363:00 |  | 0 | 0 | 0 | 0 | 0 | 0
2014-11-16 04:01 | 2009-11-16 | 364:00 |  | 0 | 0 | 0 | 0 | 0 | 0
2014-11-16 05:01 | 2009-11-16 | 365:00 |  | 0 | 0 | 0 | 0 | 0 | 0
2014-11-16 06:01 | 2009-11-16 | 366:00 |  | 0 | 0 | 0 | 0 | 0 | 0
2014-11-16 07:01 | 2009-11-16 | 367:00 |  | 0 | 0 | 0 | 0 | 0 | 0
2014-11-16 08:01 | 2009-11-16 | 368:00 |  | 0 | 0 | 0 | 0 | 0 | 0
2014-11-16 09:01 | 2009-11-16 | 369:00 | 0.01 | 0 | 0 | 0 | 0 | 0.002 | 0.0004902
2014-11-16 10:01 | 2009-11-16 | 370:00 | 0.07 | 0 | 0 | 0 | 0.02 | 0.018 | 0.0044118
2014-11-16 11:01 | 2009-11-16 | 371:00 | 0.11 | 0.03 | 0 | 0 | 0.05 | 0.038 | 0.0093137
2014-11-16 12:01 | 2009-11-16 | 372:00 | 0.24 | 0.05 | 0.01 | 0 | 0.08 | 0.076 | 0.018627
2014-11-16 13:01 | 2009-11-16 | 373:00 | 0.24 | 0.01 | 0.01 | 0 | 0.07 | 0.066 | 0.016176
2014-11-16 14:01 | 2009-11-16 | 374:00 | 0.07 | 0.01 | 0 | 0 | 0.03 | 0.022 | 0.0053922
2014-11-16 15:01 | 2009-11-16 | 375:00 | 0 | 0 | 0 | 0 | 0 | 0 | 0
2014-11-16 16:01 | 2009-11-16 | 376:00 | 0 | 0 | 0 | 0 | 0 | 0 | 0
2014-11-16 17:01 | 2009-11-16 | 377:00 |  | 0 | 0 | 0 | 0 | 0 | 0
2014-11-16 18:01 | 2009-11-16 | 378:00 |  | 0 | 0 | 0 | 0 | 0 | 0
2014-11-16 19:01 | 2009-11-16 | 379:00 |  | 0 | 0 | 0 | 0 | 0 | 0
2014-11-16 20:01 | 2009-11-16 | 380:00 |  | 0 | 0 | 0 | 0 | 0 | 0
2014-11-16 21:01 | 2009-11-16 | 381:00 |  | 0 | 0 | 0 | 0 | 0 | 0
2014-11-16 22:01 | 2009-11-16 | 382:00 |  | 0 | 0 | 0 | 0 | 0 | 0
2014-11-16 23:01 | 2009-11-16 | 383:00 |  | 0 | 0 | 0 | 0 | 0 | 0
2014-11-17 00:01 | 2009-11-16 | 384:00 |  | 0 | 0 | 0 | 0 | 0 | 0
2014-11-17 01:01 | 2009-11-17 | 385:00 |  | 0 | 0 | 0 | 0 | 0 | 0
2014-11-17 02:01 | 2009-11-17 | 386:00 |  | 0 | 0 | 0 | 0 | 0 | 0
2014-11-17 03:01 | 2009-11-17 | 387:00 |  | 0 | 0 | 0 | 0 | 0 | 0
2014-11-17 04:01 | 2009-11-17 | 388:00 |  | 0 | 0 | 0 | 0 | 0 | 0
2014-11-17 05:01 | 2009-11-17 | 389:00 |  | 0 | 0 | 0 | 0 | 0 | 0
2014-11-17 06:01 | 2009-11-17 | 390:00 |  | 0 | 0 | 0 | 0 | 0 | 0
2014-11-17 07:01 | 2009-11-17 | 391:00 |  | 0 | 0 | 0 | 0 | 0 | 0
2014-11-17 08:01 | 2009-11-17 | 392:00 |  | 0 | 0 | 0 | 0 | 0 | 0
2014-11-17 09:01 | 2009-11-17 | 393:00 | 0 | 0 | 0 | 0 | 0 | 0 | 0
2014-11-17 10:01 | 2009-11-17 | 394:00 | 0 | 0 | 0 | 0 | 0 | 0 | 0
2014-11-17 11:01 | 2009-11-17 | 395:00 | 0.01 | 0.03 | 0 | 0 | 0 | 0.008 | 0.0019608
2014-11-17 12:01 | 2009-11-17 | 396:00 | 0.11 | 0.07 | 0 | 0 | 0 | 0.036 | 0.0088235
2014-11-17 13:01 | 2009-11-17 | 397:00 | 0.12 | 0.03 | 0 | 0 | 0 | 0.03 | 0.0073529
2014-11-17 14:01 | 2009-11-17 | 398:00 | 0.07 | 0 | 0 | 0 | 0 | 0.014 | 0.0034314
2014-11-17 15:01 | 2009-11-17 | 399:00 | 0.01 | 0 | 0 | 0 | 0 | 0.002 | 0.0004902
2014-11-17 16:01 | 2009-11-17 | 400:00 | 0 | 0 | 0 | 0 | 0 | 0 | 0
2014-11-17 17:01 | 2009-11-17 | 401:00 |  | 0 | 0 | 0 | 0 | 0 | 0
2014-11-17 18:01 | 2009-11-17 | 402:00 |  | 0 | 0 | 0 | 0 | 0 | 0
2014-11-17 19:01 | 2009-11-17 | 403:00 |  | 0 | 0 | 0 | 0 | 0 | 0
2014-11-17 20:01 | 2009-11-17 | 404:00 |  | 0 | 0 | 0 | 0 | 0 | 0
2014-11-17 21:01 | 2009-11-17 | 405:00 |  | 0 | 0 | 0 | 0 | 0 | 0
2014-11-17 22:01 | 2009-11-17 | 406:00 |  | 0 | 0 | 0 | 0 | 0 | 0
2014-11-17 23:01 | 2009-11-17 | 407:00 |  | 0 | 0 | 0 | 0 | 0 | 0
2014-11-18 00:01 | 2009-11-17 | 408:00 |  | 0 | 0 | 0 | 0 | 0 | 0
2014-11-18 01:01 | 2009-11-18 | 409:00 |  | 0 | 0 | 0 | 0 | 0 | 0
2014-11-18 02:01 | 2009-11-18 | 410:00 |  | 0 | 0 | 0 | 0 | 0 | 0
2014-11-18 03:01 | 2009-11-18 | 411:00 |  | 0 | 0 | 0 | 0 | 0 | 0
2014-11-18 04:01 | 2009-11-18 | 412:00 |  | 0 | 0 | 0 | 0 | 0 | 0
2014-11-18 05:01 | 2009-11-18 | 413:00 |  | 0 | 0 | 0 | 0 | 0 | 0
2014-11-18 06:01 | 2009-11-18 | 414:00 |  | 0 | 0 | 0 | 0 | 0 | 0
2014-11-18 07:01 | 2009-11-18 | 415:00 |  | 0 | 0 | 0 | 0 | 0 | 0
2014-11-18 08:01 | 2009-11-18 | 416:00 |  | 0 | 0 | 0 | 0 | 0 | 0
2014-11-18 09:01 | 2009-11-18 | 417:00 | 0.01 | 0 | 0 | 0 | 0 | 0.002 | 0.0004902
2014-11-18 10:01 | 2009-11-18 | 418:00 | 0.06 | 0 | 0 | 0 | 0 | 0.012 | 0.0029412
2014-11-18 11:01 | 2009-11-18 | 419:00 | 0.17 | 0.02 | 0 | 0.01 | 0 | 0.04 | 0.0098039
2014-11-18 12:01 | 2009-11-18 | 420:00 | 0.28 | 0.02 | 0 | 0.01 | 0.01 | 0.064 | 0.015686
2014-11-18 13:01 | 2009-11-18 | 421:00 | 1.44 | 0.06 | 0 | 0 | 0.01 | 0.302 | 0.07402
2014-11-18 14:01 | 2009-11-18 | 422:00 | 0.89 | 0.05 | 0.04 | 0 | 0 | 0.196 | 0.048039
2014-11-18 15:01 | 2009-11-18 | 423:00 | 0.23 | 0.01 | 0.02 | 0 | 0 | 0.052 | 0.012745
2014-11-18 16:01 | 2009-11-18 | 424:00 | 0 | 0 | 0.01 | 0 | 0 | 0.002 | 0.0004902
2014-11-18 17:01 | 2009-11-18 | 425:00 |  | 0 | 0 | 0 | 0 | 0 | 0
2014-11-18 18:01 | 2009-11-18 | 426:00 |  | 0 | 0 | 0 | 0 | 0 | 0
2014-11-18 19:01 | 2009-11-18 | 427:00 |  | 0 | 0 | 0 | 0 | 0 | 0
2014-11-18 20:01 | 2009-11-18 | 428:00 |  | 0 | 0 | 0 | 0 | 0 | 0
2014-11-18 21:01 | 2009-11-18 | 429:00 |  | 0 | 0 | 0 | 0 | 0 | 0
2014-11-18 22:01 | 2009-11-18 | 430:00 |  | 0 | 0 | 0 | 0 | 0 | 0
2014-11-18 23:01 | 2009-11-18 | 431:00 |  | 0 | 0 | 0 | 0 | 0 | 0
2014-11-19 00:01 | 2009-11-18 | 432:00 |  | 0 | 0 | 0 | 0 | 0 | 0
2014-11-19 01:01 | 2009-11-19 | 433:00 |  | 0 | 0 | 0 | 0 | 0 | 0
2014-11-19 02:01 | 2009-11-19 | 434:00 |  | 0 | 0 | 0 | 0 | 0 | 0
2014-11-19 03:01 | 2009-11-19 | 435:00 |  | 0 | 0 | 0 | 0 | 0 | 0
2014-11-19 04:01 | 2009-11-19 | 436:00 |  | 0 | 0 | 0 | 0 | 0 | 0
2014-11-19 05:01 | 2009-11-19 | 437:00 |  | 0 | 0 | 0 | 0 | 0 | 0
2014-11-19 06:01 | 2009-11-19 | 438:00 |  | 0 | 0 | 0 | 0 | 0 | 0
2014-11-19 07:01 | 2009-11-19 | 439:00 |  | 0 | 0 | 0 | 0 | 0 | 0
2014-11-19 08:01 | 2009-11-19 | 440:00 |  | 0 | 0 | 0 | 0 | 0 | 0
2014-11-19 09:01 | 2009-11-19 | 441:00 | 0 | 0 | 0 | 0 | 0 | 0 | 0
2014-11-19 10:01 | 2009-11-19 | 442:00 | 0.03 | 0.02 | 0 | 0 | 0 | 0.01 | 0.002451
2014-11-19 11:01 | 2009-11-19 | 443:00 | 0.07 | 0.14 | 0.06 | 0.02 | 0.01 | 0.06 | 0.014706
2014-11-19 12:01 | 2009-11-19 | 444:00 | 0.18 | 0.69 | 0.13 | 0.03 | 0.03 | 0.212 | 0.051961
2014-11-19 13:01 | 2009-11-19 | 445:00 | 0.15 | 1.16 | 0.15 | 0.03 | 0.09 | 0.316 | 0.077451
2014-11-19 14:01 | 2009-11-19 | 446:00 | 0.13 | 0.99 | 0.14 | 0.03 | 0.05 | 0.268 | 0.065686
2014-11-19 15:01 | 2009-11-19 | 447:00 | 0.02 | 0.28 | 0.09 | 0.03 | 0 | 0.084 | 0.020588
2014-11-19 16:01 | 2009-11-19 | 448:00 | 0 | 0.01 | 0.02 | 0 | 0 | 0.006 | 0.0014706
2014-11-19 17:01 | 2009-11-19 | 449:00 |  | 0 | 0 | 0 | 0 | 0 | 0
2014-11-19 18:01 | 2009-11-19 | 450:00 |  | 0 | 0 | 0 | 0 | 0 | 0
2014-11-19 19:01 | 2009-11-19 | 451:00 |  | 0 | 0 | 0 | 0 | 0 | 0
2014-11-19 20:01 | 2009-11-19 | 452:00 |  | 0 | 0 | 0 | 0 | 0 | 0
2014-11-19 21:01 | 2009-11-19 | 453:00 |  | 0 | 0 | 0 | 0 | 0 | 0
2014-11-19 22:01 | 2009-11-19 | 454:00 |  | 0 | 0 | 0 | 0 | 0 | 0
2014-11-19 23:01 | 2009-11-19 | 455:00 |  | 0 | 0 | 0 | 0 | 0 | 0
2014-11-20 00:01 | 2009-11-19 | 456:00 |  | 0 | 0 | 0 | 0 | 0 | 0
2014-11-20 01:01 | 2009-11-20 | 457:00 |  | 0 | 0 | 0 | 0 | 0 | 0
2014-11-20 02:01 | 2009-11-20 | 458:00 |  | 0 | 0 | 0 | 0 | 0 | 0
2014-11-20 03:01 | 2009-11-20 | 459:00 |  | 0 | 0 | 0 | 0 | 0 | 0
2014-11-20 04:01 | 2009-11-20 | 460:00 |  | 0 | 0 | 0 | 0 | 0 | 0
2014-11-20 05:01 | 2009-11-20 | 461:00 |  | 0 | 0 | 0 | 0 | 0 | 0
2014-11-20 06:01 | 2009-11-20 | 462:00 |  | 0 | 0 | 0 | 0 | 0 | 0
2014-11-20 07:01 | 2009-11-20 | 463:00 |  | 0 | 0 | 0 | 0 | 0 | 0
2014-11-20 08:01 | 2009-11-20 | 464:00 |  | 0 | 0 | 0 | 0 | 0 | 0
2014-11-20 09:01 | 2009-11-20 | 465:00 | 0.03 | 0 | 0 | 0 | 0 | 0.006 | 0.0014706
2014-11-20 10:01 | 2009-11-20 | 466:00 | 0.17 | 0.03 | 0.01 | 0.03 | 0 | 0.048 | 0.011765
2014-11-20 11:01 | 2009-11-20 | 467:00 | 0.27 | 0.05 | 0.08 | 0.07 | 0.02 | 0.098 | 0.02402
2014-11-20 12:01 | 2009-11-20 | 468:00 | 0.59 | 0.05 | 0.14 | 0.13 | 0.02 | 0.186 | 0.045588
2014-11-20 13:01 | 2009-11-20 | 469:00 | 0.52 | 0.05 | 0.17 | 0.35 | 0 | 0.218 | 0.053431
2014-11-20 14:01 | 2009-11-20 | 470:00 | 0.27 | 0.02 | 0.14 | 0.21 | 0 | 0.128 | 0.031373
2014-11-20 15:01 | 2009-11-20 | 471:00 | 0.08 | 0 | 0.07 | 0.02 | 0 | 0.034 | 0.0083333
2014-11-20 16:01 | 2009-11-20 | 472:00 | 0 | 0 | 0 | 0 | 0 | 0 | 0
2014-11-20 17:01 | 2009-11-20 | 473:00 |  | 0 | 0 | 0 | 0 | 0 | 0
2014-11-20 18:01 | 2009-11-20 | 474:00 |  | 0 | 0 | 0 | 0 | 0 | 0
2014-11-20 19:01 | 2009-11-20 | 475:00 |  | 0 | 0 | 0 | 0 | 0 | 0
2014-11-20 20:01 | 2009-11-20 | 476:00 |  | 0 | 0 | 0 | 0 | 0 | 0
2014-11-20 21:01 | 2009-11-20 | 477:00 |  | 0 | 0 | 0 | 0 | 0 | 0
2014-11-20 22:01 | 2009-11-20 | 478:00 |  | 0 | 0 | 0 | 0 | 0 | 0
2014-11-20 23:01 | 2009-11-20 | 479:00 |  | 0 | 0 | 0 | 0 | 0 | 0
2014-11-21 00:01 | 2009-11-20 | 480:00 |  | 0 | 0 | 0 | 0 | 0 | 0
2014-11-21 01:01 | 2009-11-21 | 481:00 |  | 0 | 0 | 0 | 0 | 0 | 0
2014-11-21 02:01 | 2009-11-21 | 482:00 |  | 0 | 0 | 0 | 0 | 0 | 0
2014-11-21 03:01 | 2009-11-21 | 483:00 |  | 0 | 0 | 0 | 0 | 0 | 0
2014-11-21 04:01 | 2009-11-21 | 484:00 |  | 0 | 0 | 0 | 0 | 0 | 0
2014-11-21 05:01 | 2009-11-21 | 485:00 |  | 0 | 0 | 0 | 0 | 0 | 0
2014-11-21 06:01 | 2009-11-21 | 486:00 |  | 0 | 0 | 0 | 0 | 0 | 0
2014-11-21 07:01 | 2009-11-21 | 487:00 |  | 0 | 0 | 0 | 0 | 0 | 0
2014-11-21 08:01 | 2009-11-21 | 488:00 |  | 0 | 0 | 0 | 0 | 0 | 0
2014-11-21 09:01 | 2009-11-21 | 489:00 | 0.01 | 0 | 0 | 0 | 0 | 0.002 | 0.0004902
2014-11-21 10:01 | 2009-11-21 | 490:00 | 0.12 | 0 | 0 | 0.02 | 0 | 0.028 | 0.0068627
2014-11-21 11:01 | 2009-11-21 | 491:00 | 0.25 | 0.01 | 0.03 | 0.12 | 0 | 0.082 | 0.020098
2014-11-21 12:01 | 2009-11-21 | 492:00 | 0.18 | 0.02 | 0.02 | 0.09 | 0 | 0.062 | 0.015196
2014-11-21 13:01 | 2009-11-21 | 493:00 | 0.14 | 0.02 | 0 | 0.19 | 0 | 0.07 | 0.017157
2014-11-21 14:01 | 2009-11-21 | 494:00 | 0.11 | 0 | 0.01 | 0.07 | 0 | 0.038 | 0.0093137
2014-11-21 15:01 | 2009-11-21 | 495:00 | 0.02 | 0 | 0 | 0.03 | 0 | 0.01 | 0.002451
2014-11-21 16:01 | 2009-11-21 | 496:00 | 0 | 0 | 0 | 0 | 0 | 0 | 0
2014-11-21 17:01 | 2009-11-21 | 497:00 |  | 0 | 0 | 0 | 0 | 0 | 0
2014-11-21 18:01 | 2009-11-21 | 498:00 |  | 0 | 0 | 0 | 0 | 0 | 0
2014-11-21 19:01 | 2009-11-21 | 499:00 |  | 0 | 0 | 0 | 0 | 0 | 0
2014-11-21 20:01 | 2009-11-21 | 500:00 |  | 0 | 0 | 0 | 0 | 0 | 0
2014-11-21 21:01 | 2009-11-21 | 501:00 |  | 0 | 0 | 0 | 0 | 0 | 0
2014-11-21 22:01 | 2009-11-21 | 502:00 |  | 0 | 0 | 0 | 0 | 0 | 0
2014-11-21 23:01 | 2009-11-21 | 503:00 |  | 0 | 0 | 0 | 0 | 0 | 0
2014-11-22 00:01 | 2009-11-21 | 504:00 |  | 0 | 0 | 0 | 0 | 0 | 0
2014-11-22 01:01 | 2009-11-22 | 505:00 |  | 0 | 0 | 0 | 0 | 0 | 0
2014-11-22 02:01 | 2009-11-22 | 506:00 |  | 0 | 0 | 0 | 0 | 0 | 0
2014-11-22 03:01 | 2009-11-22 | 507:00 |  | 0 | 0 | 0 | 0 | 0 | 0
2014-11-22 04:01 | 2009-11-22 | 508:00 |  | 0 | 0 | 0 | 0 | 0 | 0
2014-11-22 05:01 | 2009-11-22 | 509:00 |  | 0 | 0 | 0 | 0 | 0 | 0
2014-11-22 06:01 | 2009-11-22 | 510:00 |  | 0 | 0 | 0 | 0 | 0 | 0
2014-11-22 07:01 | 2009-11-22 | 511:00 |  | 0 | 0 | 0 | 0 | 0 | 0
2014-11-22 08:01 | 2009-11-22 | 512:00 |  | 0 | 0 | 0 | 0 | 0 | 0
2014-11-22 09:01 | 2009-11-22 | 513:00 | 0 | 0.02 | 0 | 0 | 0 | 0.004 | 0.00098039
2014-11-22 10:01 | 2009-11-22 | 514:00 | 0.03 | 0.23 | 0 | 0.03 | 0.09 | 0.076 | 0.018627
2014-11-22 11:01 | 2009-11-22 | 515:00 | 0.08 | 0.66 | 0.03 | 0.08 | 0.28 | 0.226 | 0.055392
2014-11-22 12:01 | 2009-11-22 | 516:00 | 0.17 | 0.74 | 0.03 | 0.12 | 0.22 | 0.256 | 0.062745
2014-11-22 13:01 | 2009-11-22 | 517:00 | 0.19 | 0.6 | 0.03 | 0.16 | 0.21 | 0.238 | 0.058333
2014-11-22 14:01 | 2009-11-22 | 518:00 | 0.19 | 0.28 | 0.08 | 0.06 | 0.12 | 0.146 | 0.035784
2014-11-22 15:01 | 2009-11-22 | 519:00 | 0.02 | 0.02 | 0.03 | 0.01 | 0.05 | 0.026 | 0.0063725
2014-11-22 16:01 | 2009-11-22 | 520:00 | 0 | 0 | 0 | 0 | 0 | 0 | 0
2014-11-22 17:01 | 2009-11-22 | 521:00 |  | 0 | 0 | 0 | 0 | 0 | 0
2014-11-22 18:01 | 2009-11-22 | 522:00 |  | 0 | 0 | 0 | 0 | 0 | 0
2014-11-22 19:01 | 2009-11-22 | 523:00 |  | 0 | 0 | 0 | 0 | 0 | 0
2014-11-22 20:01 | 2009-11-22 | 524:00 |  | 0 | 0 | 0 | 0 | 0 | 0
2014-11-22 21:01 | 2009-11-22 | 525:00 |  | 0 | 0 | 0 | 0 | 0 | 0
2014-11-22 22:01 | 2009-11-22 | 526:00 |  | 0 | 0 | 0 | 0 | 0 | 0
2014-11-22 23:01 | 2009-11-22 | 527:00 |  | 0 | 0 | 0 | 0 | 0 | 0
2014-11-23 00:01 | 2009-11-22 | 528:00 |  | 0 | 0 | 0 | 0 | 0 | 0
2014-11-23 01:01 | 2009-11-23 | 529:00 |  | 0 | 0 | 0 | 0 | 0 | 0
2014-11-23 02:01 | 2009-11-23 | 530:00 |  | 0 | 0 | 0 | 0 | 0 | 0
2014-11-23 03:01 | 2009-11-23 | 531:00 |  | 0 | 0 | 0 | 0 | 0 | 0
2014-11-23 04:01 | 2009-11-23 | 532:00 |  | 0 | 0 | 0 | 0 | 0 | 0
2014-11-23 05:01 | 2009-11-23 | 533:00 |  | 0 | 0 | 0 | 0 | 0 | 0
2014-11-23 06:01 | 2009-11-23 | 534:00 |  | 0 | 0 | 0 | 0 | 0 | 0
2014-11-23 07:01 | 2009-11-23 | 535:00 |  | 0 | 0 | 0 | 0 | 0 | 0
2014-11-23 08:01 | 2009-11-23 | 536:00 |  | 0 | 0 | 0 | 0 | 0 | 0
2014-11-23 09:01 | 2009-11-23 | 537:00 | 0.01 | 0 | 0 | 0 | 0.03 | 0.008 | 0.0019608
2014-11-23 10:01 | 2009-11-23 | 538:00 | 0.07 | 0.01 | 0 | 0.01 | 0.68 | 0.154 | 0.037745
2014-11-23 11:01 | 2009-11-23 | 539:00 | 0.13 | 0.03 | 0 | 0.07 | 2.18 | 0.482 | 0.11814
2014-11-23 12:01 | 2009-11-23 | 540:00 | 0.18 | 0.04 | 0 | 0.05 | 0.96 | 0.246 | 0.060294
2014-11-23 13:01 | 2009-11-23 | 541:00 | 0.25 | 0.05 | 0.01 | 0.13 | 2.13 | 0.514 | 0.12598
2014-11-23 14:01 | 2009-11-23 | 542:00 | 0.32 | 0.03 | 0.03 | 0.12 | 0.76 | 0.252 | 0.061765
2014-11-23 15:01 | 2009-11-23 | 543:00 | 0.07 | 0.01 | 0 | 0.02 | 0.07 | 0.034 | 0.0083333
2014-11-23 16:01 | 2009-11-23 | 544:00 | 0 | 0 | 0 | 0 | 0 | 0 | 0
2014-11-23 17:01 | 2009-11-23 | 545:00 |  | 0 | 0 | 0 | 0 | 0 | 0
2014-11-23 18:01 | 2009-11-23 | 546:00 |  | 0 | 0 | 0 | 0 | 0 | 0
2014-11-23 19:01 | 2009-11-23 | 547:00 |  | 0 | 0 | 0 | 0 | 0 | 0
2014-11-23 20:01 | 2009-11-23 | 548:00 |  | 0 | 0 | 0 | 0 | 0 | 0
2014-11-23 21:01 | 2009-11-23 | 549:00 |  | 0 | 0 | 0 | 0 | 0 | 0
2014-11-23 22:01 | 2009-11-23 | 550:00 |  | 0 | 0 | 0 | 0 | 0 | 0
2014-11-23 23:01 | 2009-11-23 | 551:00 |  | 0 | 0 | 0 | 0 | 0 | 0
2014-11-24 00:01 | 2009-11-23 | 552:00 |  | 0 | 0 | 0 | 0 | 0 | 0
2014-11-24 01:01 | 2009-11-24 | 553:00 |  | 0 | 0 | 0 | 0 | 0 | 0
2014-11-24 02:01 | 2009-11-24 | 554:00 |  | 0 | 0 | 0 | 0 | 0 | 0
2014-11-24 03:01 | 2009-11-24 | 555:00 |  | 0 | 0 | 0 | 0 | 0 | 0
2014-11-24 04:01 | 2009-11-24 | 556:00 |  | 0 | 0 | 0 | 0 | 0 | 0
2014-11-24 05:01 | 2009-11-24 | 557:00 |  | 0 | 0 | 0 | 0 | 0 | 0
2014-11-24 06:01 | 2009-11-24 | 558:00 |  | 0 | 0 | 0 | 0 | 0 | 0
2014-11-24 07:01 | 2009-11-24 | 559:00 |  | 0 | 0 | 0 | 0 | 0 | 0
2014-11-24 08:01 | 2009-11-24 | 560:00 |  | 0 | 0 | 0 | 0 | 0 | 0
2014-11-24 09:01 | 2009-11-24 | 561:00 | 0 | 0 | 0 | 0 | 0.05 | 0.01 | 0.002451
2014-11-24 10:01 | 2009-11-24 | 562:00 | 0.05 | 0.01 | 0 | 0.01 | 0.79 | 0.172 | 0.042157
2014-11-24 11:01 | 2009-11-24 | 563:00 | 0.18 | 0.04 | 0 | 0.06 | 1.8 | 0.416 | 0.10196
2014-11-24 12:01 | 2009-11-24 | 564:00 | 0.23 | 0.03 | 0 | 0.07 | 2 | 0.466 | 0.11422
2014-11-24 13:01 | 2009-11-24 | 565:00 | 0.53 | 0.22 | 0 | 0.06 | 1.98 | 0.558 | 0.13676
2014-11-24 14:01 | 2009-11-24 | 566:00 | 0.18 | 0.28 | 0 | 0.02 | 0.86 | 0.268 | 0.065686
2014-11-24 15:01 | 2009-11-24 | 567:00 | 0.03 | 0.13 | 0 | 0 | 0.13 | 0.058 | 0.014216
2014-11-24 16:01 | 2009-11-24 | 568:00 | 0 | 0.01 | 0 | 0 | 0 | 0.002 | 0.0004902
2014-11-24 17:01 | 2009-11-24 | 569:00 |  | 0 | 0 | 0 | 0 | 0 | 0
2014-11-24 18:01 | 2009-11-24 | 570:00 |  | 0 | 0 | 0 | 0 | 0 | 0
2014-11-24 19:01 | 2009-11-24 | 571:00 |  | 0 | 0 | 0 | 0 | 0 | 0
2014-11-24 20:01 | 2009-11-24 | 572:00 |  | 0 | 0 | 0 | 0 | 0 | 0
2014-11-24 21:01 | 2009-11-24 | 573:00 |  | 0 | 0 | 0 | 0 | 0 | 0
2014-11-24 22:01 | 2009-11-24 | 574:00 |  | 0 | 0 | 0 | 0 | 0 | 0
2014-11-24 23:01 | 2009-11-24 | 575:00 |  | 0 | 0 | 0 | 0 | 0 | 0
2014-11-25 00:01 | 2009-11-24 | 576:00 |  | 0 | 0 | 0 | 0 | 0 | 0
2014-11-25 01:01 | 2009-11-25 | 577:00 |  | 0 | 0 | 0 | 0 | 0 | 0
2014-11-25 02:01 | 2009-11-25 | 578:00 |  | 0 | 0 | 0 | 0 | 0 | 0
2014-11-25 03:01 | 2009-11-25 | 579:00 |  | 0 | 0 | 0 | 0 | 0 | 0
2014-11-25 04:01 | 2009-11-25 | 580:00 |  | 0 | 0 | 0 | 0 | 0 | 0
2014-11-25 05:01 | 2009-11-25 | 581:00 |  | 0 | 0 | 0 | 0 | 0 | 0
2014-11-25 06:01 | 2009-11-25 | 582:00 |  | 0 | 0 | 0 | 0 | 0 | 0
2014-11-25 07:01 | 2009-11-25 | 583:00 |  | 0 | 0 | 0 | 0 | 0 | 0
2014-11-25 08:01 | 2009-11-25 | 584:00 |  | 0 | 0 | 0 | 0 | 0 | 0
2014-11-25 09:01 | 2009-11-25 | 585:00 | 0.01 | 0.01 | 0 | 0 | 0 | 0.004 | 0.00098039
2014-11-25 10:01 | 2009-11-25 | 586:00 | 0.18 | 0.45 | 0 | 0.01 | 0.03 | 0.134 | 0.032843
2014-11-25 11:01 | 2009-11-25 | 587:00 | 0.19 | 1.64 | 0 | 0.05 | 0.12 | 0.4 | 0.098039
2014-11-25 12:01 | 2009-11-25 | 588:00 | 0.23 | 1.81 | 0 | 0.04 | 0.12 | 0.44 | 0.10784
2014-11-25 13:01 | 2009-11-25 | 589:00 | 0.23 | 1.63 | 0 | 0.11 | 0.04 | 0.402 | 0.098529
2014-11-25 14:01 | 2009-11-25 | 590:00 | 0.12 | 0.73 | 0 | 0.03 | 0.02 | 0.18 | 0.044118
2014-11-25 15:01 | 2009-11-25 | 591:00 | 0.02 | 0.06 | 0 | 0 | 0 | 0.016 | 0.0039216
2014-11-25 16:01 | 2009-11-25 | 592:00 | 0 | 0 | 0 | 0 | 0 | 0 | 0
2014-11-25 17:01 | 2009-11-25 | 593:00 |  | 0 | 0 | 0 | 0 | 0 | 0
2014-11-25 18:01 | 2009-11-25 | 594:00 |  | 0 | 0 | 0 | 0 | 0 | 0
2014-11-25 19:01 | 2009-11-25 | 595:00 |  | 0 | 0 | 0 | 0 | 0 | 0
2014-11-25 20:01 | 2009-11-25 | 596:00 |  | 0 | 0 | 0 | 0 | 0 | 0
2014-11-25 21:01 | 2009-11-25 | 597:00 |  | 0 | 0 | 0 | 0 | 0 | 0
2014-11-25 22:01 | 2009-11-25 | 598:00 |  | 0 | 0 | 0 | 0 | 0 | 0
2014-11-25 23:01 | 2009-11-25 | 599:00 |  | 0 | 0 | 0 | 0 | 0 | 0
2014-11-26 00:01 | 2009-11-25 | 600:00 |  | 0 | 0 | 0 | 0 | 0 | 0
2014-11-26 01:01 | 2009-11-26 | 601:00 |  | 0 | 0 | 0 | 0 | 0 | 0
2014-11-26 02:01 | 2009-11-26 | 602:00 |  | 0 | 0 | 0 | 0 | 0 | 0
2014-11-26 03:01 | 2009-11-26 | 603:00 |  | 0 | 0 | 0 | 0 | 0 | 0
2014-11-26 04:01 | 2009-11-26 | 604:00 |  | 0 | 0 | 0 | 0 | 0 | 0
2014-11-26 05:01 | 2009-11-26 | 605:00 |  | 0 | 0 | 0 | 0 | 0 | 0
2014-11-26 06:01 | 2009-11-26 | 606:00 |  | 0 | 0 | 0 | 0 | 0 | 0
2014-11-26 07:01 | 2009-11-26 | 607:00 |  | 0 | 0 | 0 | 0 | 0 | 0
2014-11-26 08:01 | 2009-11-26 | 608:00 |  | 0 | 0 | 0 | 0 | 0 | 0
2014-11-26 09:01 | 2009-11-26 | 609:00 | 0 | 0 | 0 | 0 | 0 | 0 | 0
2014-11-26 10:01 | 2009-11-26 | 610:00 | 0.13 | 0.01 | 0 | 0.02 | 0.48 | 0.128 | 0.031373
2014-11-26 11:01 | 2009-11-26 | 611:00 | 0.34 | 0.03 | 0 | 0.15 | 1.68 | 0.44 | 0.10784
2014-11-26 12:01 | 2009-11-26 | 612:00 | 0.34 | 0.1 | 0.01 | 0.13 | 0.42 | 0.2 | 0.04902
2014-11-26 13:01 | 2009-11-26 | 613:00 | 0.17 | 0.09 | 0 | 0.32 | 0.67 | 0.25 | 0.061275
2014-11-26 14:01 | 2009-11-26 | 614:00 | 0.34 | 0.02 | 0 | 0.14 | 0.33 | 0.166 | 0.040686
2014-11-26 15:01 | 2009-11-26 | 615:00 | 0.08 | 0 | 0 | 0 | 0.04 | 0.024 | 0.0058824
2014-11-26 16:01 | 2009-11-26 | 616:00 | 0 | 0 | 0 | 0 | 0 | 0 | 0
2014-11-26 17:01 | 2009-11-26 | 617:00 |  | 0 | 0 | 0 | 0 | 0 | 0
2014-11-26 18:01 | 2009-11-26 | 618:00 |  | 0 | 0 | 0 | 0 | 0 | 0
2014-11-26 19:01 | 2009-11-26 | 619:00 |  | 0 | 0 | 0 | 0 | 0 | 0
2014-11-26 20:01 | 2009-11-26 | 620:00 |  | 0 | 0 | 0 | 0 | 0 | 0
2014-11-26 21:01 | 2009-11-26 | 621:00 |  | 0 | 0 | 0 | 0 | 0 | 0
2014-11-26 22:01 | 2009-11-26 | 622:00 |  | 0 | 0 | 0 | 0 | 0 | 0
2014-11-26 23:01 | 2009-11-26 | 623:00 |  | 0 | 0 | 0 | 0 | 0 | 0
2014-11-27 00:01 | 2009-11-26 | 624:00 |  | 0 | 0 | 0 | 0 | 0 | 0
2014-11-27 01:01 | 2009-11-27 | 625:00 |  | 0 | 0 | 0 | 0 | 0 | 0
2014-11-27 02:01 | 2009-11-27 | 626:00 |  | 0 | 0 | 0 | 0 | 0 | 0
2014-11-27 03:01 | 2009-11-27 | 627:00 |  | 0 | 0 | 0 | 0 | 0 | 0
2014-11-27 04:01 | 2009-11-27 | 628:00 |  | 0 | 0 | 0 | 0 | 0 | 0
2014-11-27 05:01 | 2009-11-27 | 629:00 |  | 0 | 0 | 0 | 0 | 0 | 0
2014-11-27 06:01 | 2009-11-27 | 630:00 |  | 0 | 0 | 0 | 0 | 0 | 0
2014-11-27 07:01 | 2009-11-27 | 631:00 |  | 0 | 0 | 0 | 0 | 0 | 0
2014-11-27 08:01 | 2009-11-27 | 632:00 |  | 0 | 0 | 0 | 0 | 0 | 0
2014-11-27 09:01 | 2009-11-27 | 633:00 | 0 | 0 | 0 | 0 | 0 | 0 | 0
2014-11-27 10:01 | 2009-11-27 | 634:00 | 0.23 | 0.01 | 0 | 0 | 0.03 | 0.054 | 0.013235
2014-11-27 11:01 | 2009-11-27 | 635:00 | 0.97 | 0.06 | 0 | 0.01 | 0.04 | 0.216 | 0.052941
2014-11-27 12:01 | 2009-11-27 | 636:00 | 1.7 | 0.09 | 0 | 0.03 | 0.06 | 0.376 | 0.092157
2014-11-27 13:01 | 2009-11-27 | 637:00 | 1.7 | 0.07 | 0 | 0.07 | 0.04 | 0.376 | 0.092157
2014-11-27 14:01 | 2009-11-27 | 638:00 | 0.56 | 0.03 | 0 | 0.11 | 0 | 0.14 | 0.034314
2014-11-27 15:01 | 2009-11-27 | 639:00 | 0.04 | 0 | 0 | 0.01 | 0 | 0.01 | 0.002451
2014-11-27 16:01 | 2009-11-27 | 640:00 | 0 | 0 | 0 | 0 | 0 | 0 | 0
2014-11-27 17:01 | 2009-11-27 | 641:00 |  | 0 | 0 | 0 | 0 | 0 | 0
2014-11-27 18:01 | 2009-11-27 | 642:00 |  | 0 | 0 | 0 | 0 | 0 | 0
2014-11-27 19:01 | 2009-11-27 | 643:00 |  | 0 | 0 | 0 | 0 | 0 | 0
2014-11-27 20:01 | 2009-11-27 | 644:00 |  | 0 | 0 | 0 | 0 | 0 | 0
2014-11-27 21:01 | 2009-11-27 | 645:00 |  | 0 | 0 | 0 | 0 | 0 | 0
2014-11-27 22:01 | 2009-11-27 | 646:00 |  | 0 | 0 | 0 | 0 | 0 | 0
2014-11-27 23:01 | 2009-11-27 | 647:00 |  | 0 | 0 | 0 | 0 | 0 | 0
2014-11-28 00:01 | 2009-11-27 | 648:00 |  | 0 | 0 | 0 | 0 | 0 | 0
2014-11-28 01:01 | 2009-11-28 | 649:00 |  | 0 | 0 | 0 | 0 | 0 | 0
2014-11-28 02:01 | 2009-11-28 | 650:00 |  | 0 | 0 | 0 | 0 | 0 | 0
2014-11-28 03:01 | 2009-11-28 | 651:00 |  | 0 | 0 | 0 | 0 | 0 | 0
2014-11-28 04:01 | 2009-11-28 | 652:00 |  | 0 | 0 | 0 | 0 | 0 | 0
2014-11-28 05:01 | 2009-11-28 | 653:00 |  | 0 | 0 | 0 | 0 | 0 | 0
2014-11-28 06:01 | 2009-11-28 | 654:00 |  | 0 | 0 | 0 | 0 | 0 | 0
2014-11-28 07:01 | 2009-11-28 | 655:00 |  | 0 | 0 | 0 | 0 | 0 | 0
2014-11-28 08:01 | 2009-11-28 | 656:00 |  | 0 | 0 | 0 | 0 | 0 | 0
2014-11-28 09:01 | 2009-11-28 | 657:00 | 0.01 | 0 | 0 | 0 | 0 | 0.002 | 0.0004902
2014-11-28 10:01 | 2009-11-28 | 658:00 | 0.14 | 0 | 0 | 0.09 | 0.02 | 0.05 | 0.012255
2014-11-28 11:01 | 2009-11-28 | 659:00 | 0.12 | 0.01 | 0.12 | 0.36 | 0.27 | 0.176 | 0.043137
2014-11-28 12:01 | 2009-11-28 | 660:00 | 0.13 | 0.02 | 0.27 | 0.49 | 0.8 | 0.342 | 0.083824
2014-11-28 13:01 | 2009-11-28 | 661:00 | 0.24 | 0.01 | 0.37 | 0.47 | 0.39 | 0.296 | 0.072549
2014-11-28 14:01 | 2009-11-28 | 662:00 | 0.06 | 0.01 | 0.56 | 0.22 | 0.2 | 0.21 | 0.051471
2014-11-28 15:01 | 2009-11-28 | 663:00 | 0.04 | 0 | 0.36 | 0.01 | 0.01 | 0.084 | 0.020588
2014-11-28 16:01 | 2009-11-28 | 664:00 | 0 | 0 | 0.02 | 0 | 0 | 0.004 | 0.00098039
2014-11-28 17:01 | 2009-11-28 | 665:00 |  | 0 | 0 | 0 | 0 | 0 | 0
2014-11-28 18:01 | 2009-11-28 | 666:00 |  | 0 | 0 | 0 | 0 | 0 | 0
2014-11-28 19:01 | 2009-11-28 | 667:00 |  | 0 | 0 | 0 | 0 | 0 | 0
2014-11-28 20:01 | 2009-11-28 | 668:00 |  | 0 | 0 | 0 | 0 | 0 | 0
2014-11-28 21:01 | 2009-11-28 | 669:00 |  | 0 | 0 | 0 | 0 | 0 | 0
2014-11-28 22:01 | 2009-11-28 | 670:00 |  | 0 | 0 | 0 | 0 | 0 | 0
2014-11-28 23:01 | 2009-11-28 | 671:00 |  | 0 | 0 | 0 | 0 | 0 | 0
2014-11-29 00:01 | 2009-11-28 | 672:00 |  | 0 | 0 | 0 | 0 | 0 | 0
2014-11-29 01:01 | 2009-11-29 | 673:00 |  | 0 | 0 | 0 | 0 | 0 | 0
2014-11-29 02:01 | 2009-11-29 | 674:00 |  | 0 | 0 | 0 | 0 | 0 | 0
2014-11-29 03:01 | 2009-11-29 | 675:00 |  | 0 | 0 | 0 | 0 | 0 | 0
2014-11-29 04:01 | 2009-11-29 | 676:00 |  | 0 | 0 | 0 | 0 | 0 | 0
2014-11-29 05:01 | 2009-11-29 | 677:00 |  | 0 | 0 | 0 | 0 | 0 | 0
2014-11-29 06:01 | 2009-11-29 | 678:00 |  | 0 | 0 | 0 | 0 | 0 | 0
2014-11-29 07:01 | 2009-11-29 | 679:00 |  | 0 | 0 | 0 | 0 | 0 | 0
2014-11-29 08:01 | 2009-11-29 | 680:00 |  | 0 | 0 | 0 | 0 | 0 | 0
2014-11-29 09:01 | 2009-11-29 | 681:00 | 0 | 0 | 0 | 0 | 0 | 0 | 0
2014-11-29 10:01 | 2009-11-29 | 682:00 | 0.19 | 0 | 0 | 0.01 | 0 | 0.04 | 0.0098039
2014-11-29 11:01 | 2009-11-29 | 683:00 | 1.15 | 0 | 0.28 | 0.05 | 0 | 0.296 | 0.072549
2014-11-29 12:01 | 2009-11-29 | 684:00 | 0.6 | 0 | 0.26 | 0.07 | 0 | 0.186 | 0.045588
2014-11-29 13:01 | 2009-11-29 | 685:00 | 0.78 | 0 | 0.43 | 0.06 | 0 | 0.254 | 0.062255
2014-11-29 14:01 | 2009-11-29 | 686:00 | 0.47 | 0 | 0.49 | 0.02 | 0 | 0.196 | 0.048039
2014-11-29 15:01 | 2009-11-29 | 687:00 | 0.05 | 0 | 0.27 | 0 | 0 | 0.064 | 0.015686
2014-11-29 16:01 | 2009-11-29 | 688:00 | 0 | 0 | 0.01 | 0 | 0 | 0.002 | 0.0004902
2014-11-29 17:01 | 2009-11-29 | 689:00 |  | 0 | 0 | 0 | 0 | 0 | 0
2014-11-29 18:01 | 2009-11-29 | 690:00 |  | 0 | 0 | 0 | 0 | 0 | 0
2014-11-29 19:01 | 2009-11-29 | 691:00 |  | 0 | 0 | 0 | 0 | 0 | 0
2014-11-29 20:01 | 2009-11-29 | 692:00 |  | 0 | 0 | 0 | 0 | 0 | 0
2014-11-29 21:01 | 2009-11-29 | 693:00 |  | 0 | 0 | 0 | 0 | 0 | 0
2014-11-29 22:01 | 2009-11-29 | 694:00 |  | 0 | 0 | 0 | 0 | 0 | 0
2014-11-29 23:01 | 2009-11-29 | 695:00 |  | 0 | 0 | 0 | 0 | 0 | 0
2014-11-30 00:01 | 2009-11-29 | 696:00 |  | 0 | 0 | 0 | 0 | 0 | 0
2014-11-30 01:01 | 2009-11-30 | 697:00 |  | 0 | 0 | 0 | 0 | 0 | 0
2014-11-30 02:01 | 2009-11-30 | 698:00 |  | 0 | 0 | 0 | 0 | 0 | 0
2014-11-30 03:01 | 2009-11-30 | 699:00 |  | 0 | 0 | 0 | 0 | 0 | 0
2014-11-30 04:01 | 2009-11-30 | 700:00 |  | 0 | 0 | 0 | 0 | 0 | 0
2014-11-30 05:01 | 2009-11-30 | 701:00 |  | 0 | 0 | 0 | 0 | 0 | 0
2014-11-30 06:01 | 2009-11-30 | 702:00 |  | 0 | 0 | 0 | 0 | 0 | 0
2014-11-30 07:01 | 2009-11-30 | 703:00 |  | 0 | 0 | 0 | 0 | 0 | 0
2014-11-30 08:01 | 2009-11-30 | 704:00 |  | 0 | 0 | 0 | 0 | 0 | 0
2014-11-30 09:01 | 2009-11-30 | 705:00 | 0.01 | 0 | 0 | 0 | 0 | 0.002 | 0.0004902
2014-11-30 10:01 | 2009-11-30 | 706:00 | 0.4 | 0 | 0 | 0 | 0 | 0.08 | 0.019608
2014-11-30 11:01 | 2009-11-30 | 707:00 | 1.38 | 0 | 0.09 | 0 | 0 | 0.294 | 0.072059
2014-11-30 12:01 | 2009-11-30 | 708:00 | 0.77 | 0 | 0.17 | 0 | 0 | 0.188 | 0.046078
2014-11-30 13:01 | 2009-11-30 | 709:00 | 0.56 | 0 | 0.2 | 0 | 0 | 0.152 | 0.037255
2014-11-30 14:01 | 2009-11-30 | 710:00 | 0.55 | 0 | 0.1 | 0 | 0 | 0.13 | 0.031863
2014-11-30 15:01 | 2009-11-30 | 711:00 | 0.04 | 0 | 0.04 | 0 | 0 | 0.016 | 0.0039216
2014-11-30 16:01 | 2009-11-30 | 712:00 | 0 | 0 | 0 | 0 | 0 | 0 | 0
2014-11-30 17:01 | 2009-11-30 | 713:00 |  | 0 | 0 | 0 | 0 | 0 | 0
2014-11-30 18:01 | 2009-11-30 | 714:00 |  | 0 | 0 | 0 | 0 | 0 | 0
2014-11-30 19:01 | 2009-11-30 | 715:00 |  | 0 | 0 | 0 | 0 | 0 | 0
2014-11-30 20:01 | 2009-11-30 | 716:00 |  | 0 | 0 | 0 | 0 | 0 | 0
2014-11-30 21:01 | 2009-11-30 | 717:00 |  | 0 | 0 | 0 | 0 | 0 | 0
2014-11-30 22:01 | 2009-11-30 | 718:00 |  | 0 | 0 | 0 | 0 | 0 | 0
2014-11-30 23:01 | 2009-11-30 | 719:00 |  | 0 | 0 | 0 | 0 | 0 | 0
2014-12-01 00:01 | 2009-11-30 | 720:00 | 0 | 0 | 0 | 0 |  | 0 | 0
2014-12-01 01:01 | 2009-12-01 | 721:00 | 0 | 0 | 0 | 0 |  | 0 | 0
2014-12-01 02:01 | 2009-12-01 | 722:00 | 0 | 0 | 0 | 0 |  | 0 | 0
2014-12-01 03:01 | 2009-12-01 | 723:00 | 0 | 0 | 0 | 0 |  | 0 | 0
2014-12-01 04:01 | 2009-12-01 | 724:00 | 0 | 0 | 0 | 0 |  | 0 | 0
2014-12-01 05:01 | 2009-12-01 | 725:00 | 0 | 0 | 0 | 0 |  | 0 | 0
2014-12-01 06:01 | 2009-12-01 | 726:00 | 0 | 0 | 0 | 0 |  | 0 | 0
2014-12-01 07:01 | 2009-12-01 | 727:00 | 0 | 0 | 0 | 0 |  | 0 | 0
2014-12-01 08:01 | 2009-12-01 | 728:00 | 0 | 0 | 0 | 0 |  | 0 | 0
2014-12-01 09:01 | 2009-12-01 | 729:00 | 0 | 0 | 0 | 0 |  | 0 | 0
2014-12-01 10:01 | 2009-12-01 | 730:00 | 0.02 | 0 | 0 | 0 |  | 0.005 | 0.0012255
2014-12-01 11:01 | 2009-12-01 | 731:00 | 0.26 | 0 | 0.03 | 0 |  | 0.0725 | 0.01777
2014-12-01 12:01 | 2009-12-01 | 732:00 | 1.06 | 0 | 0.04 | 0 |  | 0.275 | 0.067402
2014-12-01 13:01 | 2009-12-01 | 733:00 | 0.35 | 0 | 0.09 | 0 |  | 0.11 | 0.026961
2014-12-01 14:01 | 2009-12-01 | 734:00 | 0.16 | 0.01 | 0.13 | 0 |  | 0.075 | 0.018382
2014-12-01 15:01 | 2009-12-01 | 735:00 | 0.05 | 0 | 0.04 | 0 |  | 0.0225 | 0.0055147
2014-12-01 16:01 | 2009-12-01 | 736:00 | 0 | 0 | 0.02 | 0 |  | 0.005 | 0.0012255
2014-12-01 17:01 | 2009-12-01 | 737:00 | 0 | 0 | 0 | 0 |  | 0 | 0
2014-12-01 18:01 | 2009-12-01 | 738:00 | 0 | 0 | 0 | 0 |  | 0 | 0
2014-12-01 19:01 | 2009-12-01 | 739:00 | 0 | 0 | 0 | 0 |  | 0 | 0
2014-12-01 20:01 | 2009-12-01 | 740:00 | 0 | 0 | 0 | 0 |  | 0 | 0
2014-12-01 21:01 | 2009-12-01 | 741:00 | 0 | 0 | 0 | 0 |  | 0 | 0
2014-12-01 22:01 | 2009-12-01 | 742:00 | 0 | 0 | 0 | 0 |  | 0 | 0
2014-12-01 23:01 | 2009-12-01 | 743:00 | 0 | 0 | 0 | 0 |  | 0 | 0
2014-12-02 00:01 | 2009-12-01 | 744:00 | 0 | 0 | 0 | 0 |  | 0 | 0
2014-12-02 01:01 | 2009-12-02 | 745:00 | 0 | 0 | 0 | 0 |  | 0 | 0
2014-12-02 02:01 | 2009-12-02 | 746:00 | 0 | 0 | 0 | 0 |  | 0 | 0
2014-12-02 03:01 | 2009-12-02 | 747:00 | 0 | 0 | 0 | 0 |  | 0 | 0
2014-12-02 04:01 | 2009-12-02 | 748:00 | 0 | 0 | 0 | 0 |  | 0 | 0
2014-12-02 05:01 | 2009-12-02 | 749:00 | 0 | 0 | 0 | 0 |  | 0 | 0
2014-12-02 06:01 | 2009-12-02 | 750:00 | 0 | 0 | 0 | 0 |  | 0 | 0
2014-12-02 07:01 | 2009-12-02 | 751:00 | 0 | 0 | 0 | 0 |  | 0 | 0
2014-12-02 08:01 | 2009-12-02 | 752:00 | 0 | 0 | 0 | 0 |  | 0 | 0
2014-12-02 09:01 | 2009-12-02 | 753:00 | 0 | 0 | 0 | 0 |  | 0 | 0
2014-12-02 10:01 | 2009-12-02 | 754:00 | 0.13 | 0.01 | 0 | 0 |  | 0.035 | 0.0085784
2014-12-02 11:01 | 2009-12-02 | 755:00 | 0.28 | 0.04 | 0.06 | 0 |  | 0.095 | 0.023284
2014-12-02 12:01 | 2009-12-02 | 756:00 | 0.16 | 0.17 | 0.08 | 0 |  | 0.1025 | 0.025123
2014-12-02 13:01 | 2009-12-02 | 757:00 | 0.06 | 0.31 | 0.08 | 0 |  | 0.1125 | 0.027574
2014-12-02 14:01 | 2009-12-02 | 758:00 | 0.05 | 0.1 | 0.08 | 0 |  | 0.0575 | 0.014093
2014-12-02 15:01 | 2009-12-02 | 759:00 | 0.01 | 0.01 | 0.03 | 0 |  | 0.0125 | 0.0030637
2014-12-02 16:01 | 2009-12-02 | 760:00 | 0 | 0 | 0.01 | 0 |  | 0.0025 | 0.00061275
2014-12-02 17:01 | 2009-12-02 | 761:00 | 0 | 0 | 0 | 0 |  | 0 | 0
2014-12-02 18:01 | 2009-12-02 | 762:00 | 0 | 0 | 0 | 0 |  | 0 | 0
2014-12-02 19:01 | 2009-12-02 | 763:00 | 0 | 0 | 0 | 0 |  | 0 | 0
2014-12-02 20:01 | 2009-12-02 | 764:00 | 0 | 0 | 0 | 0 |  | 0 | 0
2014-12-02 21:01 | 2009-12-02 | 765:00 | 0 | 0 | 0 | 0 |  | 0 | 0
2014-12-02 22:01 | 2009-12-02 | 766:00 | 0 | 0 | 0 | 0 |  | 0 | 0
2014-12-02 23:01 | 2009-12-02 | 767:00 | 0 | 0 | 0 | 0 |  | 0 | 0
2014-12-03 00:01 | 2009-12-02 | 768:00 | 0 | 0 | 0 | 0 |  | 0 | 0
2014-12-03 01:01 | 2009-12-03 | 769:00 | 0 | 0 | 0 | 0 |  | 0 | 0
2014-12-03 02:01 | 2009-12-03 | 770:00 | 0 | 0 | 0 | 0 |  | 0 | 0
2014-12-03 03:01 | 2009-12-03 | 771:00 | 0 | 0 | 0 | 0 |  | 0 | 0
2014-12-03 04:01 | 2009-12-03 | 772:00 | 0 | 0 | 0 | 0 |  | 0 | 0
2014-12-03 05:01 | 2009-12-03 | 773:00 | 0 | 0 | 0 | 0 |  | 0 | 0
2014-12-03 06:01 | 2009-12-03 | 774:00 | 0 | 0 | 0 | 0 |  | 0 | 0
2014-12-03 07:01 | 2009-12-03 | 775:00 | 0 | 0 | 0 | 0 |  | 0 | 0
2014-12-03 08:01 | 2009-12-03 | 776:00 | 0 | 0 | 0 | 0 |  | 0 | 0
2014-12-03 09:01 | 2009-12-03 | 777:00 | 0 | 0 | 0 | 0 |  | 0 | 0
2014-12-03 10:01 | 2009-12-03 | 778:00 | 0.32 | 0 | 0 | 0 |  | 0.08 | 0.019608
2014-12-03 11:01 | 2009-12-03 | 779:00 | 1.26 | 0.02 | 0.01 | 0 |  | 0.3225 | 0.079044
2014-12-03 12:01 | 2009-12-03 | 780:00 | 1.83 | 0.05 | 0.08 | 0 |  | 0.49 | 0.1201
2014-12-03 13:01 | 2009-12-03 | 781:00 | 1.56 | 0.06 | 0.16 | 0 |  | 0.445 | 0.10907
2014-12-03 14:01 | 2009-12-03 | 782:00 | 0.44 | 0.03 | 0.23 | 0 |  | 0.175 | 0.042892
2014-12-03 15:01 | 2009-12-03 | 783:00 | 0.03 | 0.01 | 0.34 | 0 |  | 0.095 | 0.023284
2014-12-03 16:01 | 2009-12-03 | 784:00 | 0 | 0 | 0.04 | 0 |  | 0.01 | 0.002451
2014-12-03 17:01 | 2009-12-03 | 785:00 | 0 | 0 | 0 | 0 |  | 0 | 0
2014-12-03 18:01 | 2009-12-03 | 786:00 | 0 | 0 | 0 | 0 |  | 0 | 0
2014-12-03 19:01 | 2009-12-03 | 787:00 | 0 | 0 | 0 | 0 |  | 0 | 0
2014-12-03 20:01 | 2009-12-03 | 788:00 | 0 | 0 | 0 | 0 |  | 0 | 0
2014-12-03 21:01 | 2009-12-03 | 789:00 | 0 | 0 | 0 | 0 |  | 0 | 0
2014-12-03 22:01 | 2009-12-03 | 790:00 | 0 | 0 | 0 | 0 |  | 0 | 0
2014-12-03 23:01 | 2009-12-03 | 791:00 | 0 | 0 | 0 | 0 |  | 0 | 0
2014-12-04 00:01 | 2009-12-03 | 792:00 | 0 | 0 | 0 | 0 |  | 0 | 0
2014-12-04 01:01 | 2009-12-04 | 793:00 | 0 | 0 | 0 | 0 |  | 0 | 0
2014-12-04 02:01 | 2009-12-04 | 794:00 | 0 | 0 | 0 | 0 |  | 0 | 0
2014-12-04 03:01 | 2009-12-04 | 795:00 | 0 | 0 | 0 | 0 |  | 0 | 0
2014-12-04 04:01 | 2009-12-04 | 796:00 | 0 | 0 | 0 | 0 |  | 0 | 0
2014-12-04 05:01 | 2009-12-04 | 797:00 | 0 | 0 | 0 | 0 |  | 0 | 0
2014-12-04 06:01 | 2009-12-04 | 798:00 | 0 | 0 | 0 | 0 |  | 0 | 0
2014-12-04 07:01 | 2009-12-04 | 799:00 | 0 | 0 | 0 | 0 |  | 0 | 0
2014-12-04 08:01 | 2009-12-04 | 800:00 | 0 | 0 | 0 | 0 |  | 0 | 0
2014-12-04 09:01 | 2009-12-04 | 801:00 | 0 | 0 | 0 | 0 |  | 0 | 0
2014-12-04 10:01 | 2009-12-04 | 802:00 | 0.28 | 0.02 | 0 | 0 |  | 0.075 | 0.018382
2014-12-04 11:01 | 2009-12-04 | 803:00 | 1.23 | 0.06 | 0.02 | 0 |  | 0.3275 | 0.08027
2014-12-04 12:01 | 2009-12-04 | 804:00 | 1.71 | 0.14 | 0.05 | 0 |  | 0.475 | 0.11642
2014-12-04 13:01 | 2009-12-04 | 805:00 | 1.45 | 0.16 | 0.07 | 0 |  | 0.42 | 0.10294
2014-12-04 14:01 | 2009-12-04 | 806:00 | 0.51 | 0.06 | 0.17 | 0 |  | 0.185 | 0.045343
2014-12-04 15:01 | 2009-12-04 | 807:00 | 0.02 | 0.01 | 0.05 | 0 |  | 0.02 | 0.004902
2014-12-04 16:01 | 2009-12-04 | 808:00 | 0 | 0 | 0 | 0 |  | 0 | 0
2014-12-04 17:01 | 2009-12-04 | 809:00 | 0 | 0 | 0 | 0 |  | 0 | 0
2014-12-04 18:01 | 2009-12-04 | 810:00 | 0 | 0 | 0 | 0 |  | 0 | 0
2014-12-04 19:01 | 2009-12-04 | 811:00 | 0 | 0 | 0 | 0 |  | 0 | 0
2014-12-04 20:01 | 2009-12-04 | 812:00 | 0 | 0 | 0 | 0 |  | 0 | 0
2014-12-04 21:01 | 2009-12-04 | 813:00 | 0 | 0 | 0 | 0 |  | 0 | 0
2014-12-04 22:01 | 2009-12-04 | 814:00 | 0 | 0 | 0 | 0 |  | 0 | 0
2014-12-04 23:01 | 2009-12-04 | 815:00 | 0 | 0 | 0 | 0 |  | 0 | 0
2014-12-05 00:01 | 2009-12-04 | 816:00 | 0 | 0 | 0 | 0 |  | 0 | 0
2014-12-05 01:01 | 2009-12-05 | 817:00 | 0 | 0 | 0 | 0 |  | 0 | 0
2014-12-05 02:01 | 2009-12-05 | 818:00 | 0 | 0 | 0 | 0 |  | 0 | 0
2014-12-05 03:01 | 2009-12-05 | 819:00 | 0 | 0 | 0 | 0 |  | 0 | 0
2014-12-05 04:01 | 2009-12-05 | 820:00 | 0 | 0 | 0 | 0 |  | 0 | 0
2014-12-05 05:01 | 2009-12-05 | 821:00 | 0 | 0 | 0 | 0 |  | 0 | 0
2014-12-05 06:01 | 2009-12-05 | 822:00 | 0 | 0 | 0 | 0 |  | 0 | 0
2014-12-05 07:01 | 2009-12-05 | 823:00 | 0 | 0 | 0 | 0 |  | 0 | 0
2014-12-05 08:01 | 2009-12-05 | 824:00 | 0 | 0 | 0 | 0 |  | 0 | 0
2014-12-05 09:01 | 2009-12-05 | 825:00 | 0 | 0 | 0 | 0 |  | 0 | 0
2014-12-05 10:01 | 2009-12-05 | 826:00 | 0.05 | 0.11 | 0 | 0 |  | 0.04 | 0.0098039
2014-12-05 11:01 | 2009-12-05 | 827:00 | 0.41 | 0.32 | 0 | 0 |  | 0.1825 | 0.04473
2014-12-05 12:01 | 2009-12-05 | 828:00 | 0.67 | 0.45 | 0 | 0 |  | 0.28 | 0.068627
2014-12-05 13:01 | 2009-12-05 | 829:00 | 1.26 | 0.35 | 0 | 0 |  | 0.4025 | 0.098652
2014-12-05 14:01 | 2009-12-05 | 830:00 | 0.42 | 0.11 | 0 | 0.01 |  | 0.135 | 0.033088
2014-12-05 15:01 | 2009-12-05 | 831:00 | 0.02 | 0.01 | 0 | 0 |  | 0.0075 | 0.0018382
2014-12-05 16:01 | 2009-12-05 | 832:00 | 0 | 0 | 0 | 0 |  | 0 | 0
2014-12-05 17:01 | 2009-12-05 | 833:00 | 0 | 0 | 0 | 0 |  | 0 | 0
2014-12-05 18:01 | 2009-12-05 | 834:00 | 0 | 0 | 0 | 0 |  | 0 | 0
2014-12-05 19:01 | 2009-12-05 | 835:00 | 0 | 0 | 0 | 0 |  | 0 | 0
2014-12-05 20:01 | 2009-12-05 | 836:00 | 0 | 0 | 0 | 0 |  | 0 | 0
2014-12-05 21:01 | 2009-12-05 | 837:00 | 0 | 0 | 0 | 0 |  | 0 | 0
2014-12-05 22:01 | 2009-12-05 | 838:00 | 0 | 0 | 0 | 0 |  | 0 | 0
2014-12-05 23:01 | 2009-12-05 | 839:00 | 0 | 0 | 0 | 0 |  | 0 | 0
2014-12-06 00:01 | 2009-12-05 | 840:00 | 0 | 0 | 0 | 0 |  | 0 | 0
2014-12-06 01:01 | 2009-12-06 | 841:00 | 0 | 0 | 0 | 0 |  | 0 | 0
2014-12-06 02:01 | 2009-12-06 | 842:00 | 0 | 0 | 0 | 0 |  | 0 | 0
2014-12-06 03:01 | 2009-12-06 | 843:00 | 0 | 0 | 0 | 0 |  | 0 | 0
2014-12-06 04:01 | 2009-12-06 | 844:00 | 0 | 0 | 0 | 0 |  | 0 | 0
2014-12-06 05:01 | 2009-12-06 | 845:00 | 0 | 0 | 0 | 0 |  | 0 | 0
2014-12-06 06:01 | 2009-12-06 | 846:00 | 0 | 0 | 0 | 0 |  | 0 | 0
2014-12-06 07:01 | 2009-12-06 | 847:00 | 0 | 0 | 0 | 0 |  | 0 | 0
2014-12-06 08:01 | 2009-12-06 | 848:00 | 0 | 0 | 0 | 0 |  | 0 | 0
2014-12-06 09:01 | 2009-12-06 | 849:00 | 0 | 0 | 0 | 0 |  | 0 | 0
2014-12-06 10:01 | 2009-12-06 | 850:00 | 0.03 | 0.07 | 0 | 0.01 |  | 0.0275 | 0.0067402
2014-12-06 11:01 | 2009-12-06 | 851:00 | 0.15 | 0.3 | 0 | 0.03 |  | 0.12 | 0.029412
2014-12-06 12:01 | 2009-12-06 | 852:00 | 0.37 | 0.37 | 0 | 0.03 |  | 0.1925 | 0.047181
2014-12-06 13:01 | 2009-12-06 | 853:00 | 0.28 | 1.56 | 0 | 0.03 |  | 0.4675 | 0.11458
2014-12-06 14:01 | 2009-12-06 | 854:00 | 0.15 | 0.2 | 0 | 0.01 |  | 0.09 | 0.022059
2014-12-06 15:01 | 2009-12-06 | 855:00 | 0.02 | 0.02 | 0 | 0 |  | 0.01 | 0.002451
2014-12-06 16:01 | 2009-12-06 | 856:00 | 0 | 0 | 0 | 0 |  | 0 | 0
2014-12-06 17:01 | 2009-12-06 | 857:00 | 0 | 0 | 0 | 0 |  | 0 | 0
2014-12-06 18:01 | 2009-12-06 | 858:00 | 0 | 0 | 0 | 0 |  | 0 | 0
2014-12-06 19:01 | 2009-12-06 | 859:00 | 0 | 0 | 0 | 0 |  | 0 | 0
2014-12-06 20:01 | 2009-12-06 | 860:00 | 0 | 0 | 0 | 0 |  | 0 | 0
2014-12-06 21:01 | 2009-12-06 | 861:00 | 0 | 0 | 0 | 0 |  | 0 | 0
2014-12-06 22:01 | 2009-12-06 | 862:00 | 0 | 0 | 0 | 0 |  | 0 | 0
2014-12-06 23:01 | 2009-12-06 | 863:00 | 0 | 0 | 0 | 0 |  | 0 | 0
2014-12-07 00:01 | 2009-12-06 | 864:00 | 0 | 0 | 0 | 0 |  | 0 | 0
2014-12-07 01:01 | 2009-12-07 | 865:00 | 0 | 0 | 0 | 0 |  | 0 | 0
2014-12-07 02:01 | 2009-12-07 | 866:00 | 0 | 0 | 0 | 0 |  | 0 | 0
2014-12-07 03:01 | 2009-12-07 | 867:00 | 0 | 0 | 0 | 0 |  | 0 | 0
2014-12-07 04:01 | 2009-12-07 | 868:00 | 0 | 0 | 0 | 0 |  | 0 | 0
2014-12-07 05:01 | 2009-12-07 | 869:00 | 0 | 0 | 0 | 0 |  | 0 | 0
2014-12-07 06:01 | 2009-12-07 | 870:00 | 0 | 0 | 0 | 0 |  | 0 | 0
2014-12-07 07:01 | 2009-12-07 | 871:00 | 0 | 0 | 0 | 0 |  | 0 | 0
2014-12-07 08:01 | 2009-12-07 | 872:00 | 0 | 0 | 0 | 0 |  | 0 | 0
2014-12-07 09:01 | 2009-12-07 | 873:00 | 0 | 0 | 0 | 0 |  | 0 | 0
2014-12-07 10:01 | 2009-12-07 | 874:00 | 0.01 | 0.03 | 0 | 0.01 |  | 0.0125 | 0.0030637
2014-12-07 11:01 | 2009-12-07 | 875:00 | 0.05 | 0.06 | 0 | 0.02 |  | 0.0325 | 0.0079657
2014-12-07 12:01 | 2009-12-07 | 876:00 | 0.08 | 0.56 | 0 | 0.03 |  | 0.1675 | 0.041054
2014-12-07 13:01 | 2009-12-07 | 877:00 | 0.06 | 1.1 | 0 | 0.02 |  | 0.295 | 0.072304
2014-12-07 14:01 | 2009-12-07 | 878:00 | 0 | 0.2 | 0 | 0.01 |  | 0.0525 | 0.012868
2014-12-07 15:01 | 2009-12-07 | 879:00 | 0 | 0.01 | 0 | 0 |  | 0.0025 | 0.00061275
2014-12-07 16:01 | 2009-12-07 | 880:00 | 0 | 0 | 0 | 0 |  | 0 | 0
2014-12-07 17:01 | 2009-12-07 | 881:00 | 0 | 0 | 0 | 0 |  | 0 | 0
2014-12-07 18:01 | 2009-12-07 | 882:00 | 0 | 0 | 0 | 0 |  | 0 | 0
2014-12-07 19:01 | 2009-12-07 | 883:00 | 0 | 0 | 0 | 0 |  | 0 | 0
2014-12-07 20:01 | 2009-12-07 | 884:00 | 0 | 0 | 0 | 0 |  | 0 | 0
2014-12-07 21:01 | 2009-12-07 | 885:00 | 0 | 0 | 0 | 0 |  | 0 | 0
2014-12-07 22:01 | 2009-12-07 | 886:00 | 0 | 0 | 0 | 0 |  | 0 | 0
2014-12-07 23:01 | 2009-12-07 | 887:00 | 0 | 0 | 0 | 0 |  | 0 | 0
2014-12-08 00:01 | 2009-12-07 | 888:00 | 0 | 0 | 0 | 0 |  | 0 | 0
2014-12-08 01:01 | 2009-12-08 | 889:00 | 0 | 0 | 0 | 0 |  | 0 | 0
2014-12-08 02:01 | 2009-12-08 | 890:00 | 0 | 0 | 0 | 0 |  | 0 | 0
2014-12-08 03:01 | 2009-12-08 | 891:00 | 0 | 0 | 0 | 0 |  | 0 | 0
2014-12-08 04:01 | 2009-12-08 | 892:00 | 0 | 0 | 0 | 0 |  | 0 | 0
2014-12-08 05:01 | 2009-12-08 | 893:00 | 0 | 0 | 0 | 0 |  | 0 | 0
2014-12-08 06:01 | 2009-12-08 | 894:00 | 0 | 0 | 0 | 0 |  | 0 | 0
2014-12-08 07:01 | 2009-12-08 | 895:00 | 0 | 0 | 0 | 0 |  | 0 | 0
2014-12-08 08:01 | 2009-12-08 | 896:00 | 0 | 0 | 0 | 0 |  | 0 | 0
2014-12-08 09:01 | 2009-12-08 | 897:00 | 0 | 0 | 0 | 0 |  | 0 | 0
2014-12-08 10:01 | 2009-12-08 | 898:00 | 0.01 | 0 | 0 | 0 |  | 0.0025 | 0.00061275
2014-12-08 11:01 | 2009-12-08 | 899:00 | 0.07 | 0.01 | 0 | 0.02 |  | 0.025 | 0.0061275
2014-12-08 12:01 | 2009-12-08 | 900:00 | 0.09 | 0.02 | 0 | 0.02 |  | 0.0325 | 0.0079657
2014-12-08 13:01 | 2009-12-08 | 901:00 | 0.09 | 0.01 | 0 | 0.02 |  | 0.03 | 0.0073529
2014-12-08 14:01 | 2009-12-08 | 902:00 | 0.05 | 0.01 | 0 | 0 |  | 0.015 | 0.0036765
2014-12-08 15:01 | 2009-12-08 | 903:00 | 0 | 0 | 0 | 0 |  | 0 | 0
2014-12-08 16:01 | 2009-12-08 | 904:00 | 0 | 0 | 0 | 0 |  | 0 | 0
2014-12-08 17:01 | 2009-12-08 | 905:00 | 0 | 0 | 0 | 0 |  | 0 | 0
2014-12-08 18:01 | 2009-12-08 | 906:00 | 0 | 0 | 0 | 0 |  | 0 | 0
2014-12-08 19:01 | 2009-12-08 | 907:00 | 0 | 0 | 0 | 0 |  | 0 | 0
2014-12-08 20:01 | 2009-12-08 | 908:00 | 0 | 0 | 0 | 0 |  | 0 | 0
2014-12-08 21:01 | 2009-12-08 | 909:00 | 0 | 0 | 0 | 0 |  | 0 | 0
2014-12-08 22:01 | 2009-12-08 | 910:00 | 0 | 0 | 0 | 0 |  | 0 | 0
2014-12-08 23:01 | 2009-12-08 | 911:00 | 0 | 0 | 0 | 0 |  | 0 | 0
2014-12-09 00:01 | 2009-12-08 | 912:00 | 0 | 0 | 0 | 0 |  | 0 | 0
2014-12-09 01:01 | 2009-12-09 | 913:00 | 0 | 0 | 0 | 0 |  | 0 | 0
2014-12-09 02:01 | 2009-12-09 | 914:00 | 0 | 0 | 0 | 0 |  | 0 | 0
2014-12-09 03:01 | 2009-12-09 | 915:00 | 0 | 0 | 0 | 0 |  | 0 | 0
2014-12-09 04:01 | 2009-12-09 | 916:00 | 0 | 0 | 0 | 0 |  | 0 | 0
2014-12-09 05:01 | 2009-12-09 | 917:00 | 0 | 0 | 0 | 0 |  | 0 | 0
2014-12-09 06:01 | 2009-12-09 | 918:00 | 0 | 0 | 0 | 0 |  | 0 | 0
2014-12-09 07:01 | 2009-12-09 | 919:00 | 0 | 0 | 0 | 0 |  | 0 | 0
2014-12-09 08:01 | 2009-12-09 | 920:00 | 0 | 0 | 0 | 0 |  | 0 | 0
2014-12-09 09:01 | 2009-12-09 | 921:00 | 0 | 0 | 0 | 0 |  | 0 | 0
2014-12-09 10:01 | 2009-12-09 | 922:00 | 0 | 0.02 | 0 | 0.06 |  | 0.02 | 0.004902
2014-12-09 11:01 | 2009-12-09 | 923:00 | 0.03 | 0.07 | 0 | 0.06 |  | 0.04 | 0.0098039
2014-12-09 12:01 | 2009-12-09 | 924:00 | 0.06 | 0.15 | 0.02 | 0.08 |  | 0.0775 | 0.018995
2014-12-09 13:01 | 2009-12-09 | 925:00 | 0.06 | 0.23 | 0.03 | 0.1 |  | 0.105 | 0.025735
2014-12-09 14:01 | 2009-12-09 | 926:00 | 0.05 | 0.08 | 0.04 | 0.05 |  | 0.055 | 0.01348
2014-12-09 15:01 | 2009-12-09 | 927:00 | 0.01 | 0.01 | 0.03 | 0 |  | 0.0125 | 0.0030637
2014-12-09 16:01 | 2009-12-09 | 928:00 | 0 | 0 | 0 | 0 |  | 0 | 0
2014-12-09 17:01 | 2009-12-09 | 929:00 | 0 | 0 | 0 | 0 |  | 0 | 0
2014-12-09 18:01 | 2009-12-09 | 930:00 | 0 | 0 | 0 | 0 |  | 0 | 0
2014-12-09 19:01 | 2009-12-09 | 931:00 | 0 | 0 | 0 | 0 |  | 0 | 0
2014-12-09 20:01 | 2009-12-09 | 932:00 | 0 | 0 | 0 | 0 |  | 0 | 0
2014-12-09 21:01 | 2009-12-09 | 933:00 | 0 | 0 | 0 | 0 |  | 0 | 0
2014-12-09 22:01 | 2009-12-09 | 934:00 | 0 | 0 | 0 | 0 |  | 0 | 0
2014-12-09 23:01 | 2009-12-09 | 935:00 | 0 | 0 | 0 | 0 |  | 0 | 0
2014-12-10 00:01 | 2009-12-09 | 936:00 | 0 | 0 | 0 | 0 |  | 0 | 0
2014-12-10 01:01 | 2009-12-10 | 937:00 | 0 | 0 | 0 | 0 |  | 0 | 0
2014-12-10 02:01 | 2009-12-10 | 938:00 | 0 | 0 | 0 | 0 |  | 0 | 0
2014-12-10 03:01 | 2009-12-10 | 939:00 | 0 | 0 | 0 | 0 |  | 0 | 0
2014-12-10 04:01 | 2009-12-10 | 940:00 | 0 | 0 | 0 | 0 |  | 0 | 0
2014-12-10 05:01 | 2009-12-10 | 941:00 | 0 | 0 | 0 | 0 |  | 0 | 0
2014-12-10 06:01 | 2009-12-10 | 942:00 | 0 | 0 | 0 | 0 |  | 0 | 0
2014-12-10 07:01 | 2009-12-10 | 943:00 | 0 | 0 | 0 | 0 |  | 0 | 0
2014-12-10 08:01 | 2009-12-10 | 944:00 | 0 | 0 | 0 | 0 |  | 0 | 0
2014-12-10 09:01 | 2009-12-10 | 945:00 | 0 | 0 | 0 | 0 |  | 0 | 0
2014-12-10 10:01 | 2009-12-10 | 946:00 | 0.02 | 0.01 | 0 | 0.01 |  | 0.01 | 0.002451
2014-12-10 11:01 | 2009-12-10 | 947:00 | 0.14 | 0.07 | 0 | 0.03 |  | 0.06 | 0.014706
2014-12-10 12:01 | 2009-12-10 | 948:00 | 0.35 | 0.15 | 0 | 0.09 |  | 0.1475 | 0.036152
2014-12-10 13:01 | 2009-12-10 | 949:00 | 0.9 | 0.32 | 0.01 | 0.06 |  | 0.3225 | 0.079044
2014-12-10 14:01 | 2009-12-10 | 950:00 | 0.29 | 0.11 | 0.01 | 0.05 |  | 0.115 | 0.028186
2014-12-10 15:01 | 2009-12-10 | 951:00 | 0.03 | 0.01 | 0.01 | 0.01 |  | 0.015 | 0.0036765
2014-12-10 16:01 | 2009-12-10 | 952:00 | 0 | 0 | 0 | 0 |  | 0 | 0
2014-12-10 17:01 | 2009-12-10 | 953:00 | 0 | 0 | 0 | 0 |  | 0 | 0
2014-12-10 18:01 | 2009-12-10 | 954:00 | 0 | 0 | 0 | 0 |  | 0 | 0
2014-12-10 19:01 | 2009-12-10 | 955:00 | 0 | 0 | 0 | 0 |  | 0 | 0
2014-12-10 20:01 | 2009-12-10 | 956:00 | 0 | 0 | 0 | 0 |  | 0 | 0
2014-12-10 21:01 | 2009-12-10 | 957:00 | 0 | 0 | 0 | 0 |  | 0 | 0
2014-12-10 22:01 | 2009-12-10 | 958:00 | 0 | 0 | 0 | 0 |  | 0 | 0
2014-12-10 23:01 | 2009-12-10 | 959:00 | 0 | 0 | 0 | 0 |  | 0 | 0
2014-12-11 00:01 | 2009-12-10 | 960:00 | 0 | 0 | 0 | 0 |  | 0 | 0
2014-12-11 01:01 | 2009-12-11 | 961:00 | 0 | 0 | 0 | 0 |  | 0 | 0
2014-12-11 02:01 | 2009-12-11 | 962:00 | 0 | 0 | 0 | 0 |  | 0 | 0
2014-12-11 03:01 | 2009-12-11 | 963:00 | 0 | 0 | 0 | 0 |  | 0 | 0
2014-12-11 04:01 | 2009-12-11 | 964:00 | 0 | 0 | 0 | 0 |  | 0 | 0
2014-12-11 05:01 | 2009-12-11 | 965:00 | 0 | 0 | 0 | 0 |  | 0 | 0
2014-12-11 06:01 | 2009-12-11 | 966:00 | 0 | 0 | 0 | 0 |  | 0 | 0
2014-12-11 07:01 | 2009-12-11 | 967:00 | 0 | 0 | 0 | 0 |  | 0 | 0
2014-12-11 08:01 | 2009-12-11 | 968:00 | 0 | 0 | 0 | 0 |  | 0 | 0
2014-12-11 09:01 | 2009-12-11 | 969:00 | 0 | 0 | 0 | 0 |  | 0 | 0
2014-12-11 10:01 | 2009-12-11 | 970:00 | 0 | 0.02 | 0 | 0.02 |  | 0.01 | 0.002451
2014-12-11 11:01 | 2009-12-11 | 971:00 | 0.17 | 0.1 | 0 | 0.07 |  | 0.085 | 0.020833
2014-12-11 12:01 | 2009-12-11 | 972:00 | 0.49 | 0.13 | 0 | 0.06 |  | 0.17 | 0.041667
2014-12-11 13:01 | 2009-12-11 | 973:00 | 0.15 | 0.27 | 0.01 | 0.04 |  | 0.1175 | 0.028799
2014-12-11 14:01 | 2009-12-11 | 974:00 | 0.08 | 0.13 | 0 | 0.03 |  | 0.06 | 0.014706
2014-12-11 15:01 | 2009-12-11 | 975:00 | 0.01 | 0.01 | 0 | 0 |  | 0.005 | 0.0012255
2014-12-11 16:01 | 2009-12-11 | 976:00 | 0 | 0 | 0 | 0 |  | 0 | 0
2014-12-11 17:01 | 2009-12-11 | 977:00 | 0 | 0 | 0 | 0 |  | 0 | 0
2014-12-11 18:01 | 2009-12-11 | 978:00 | 0 | 0 | 0 | 0 |  | 0 | 0
2014-12-11 19:01 | 2009-12-11 | 979:00 | 0 | 0 | 0 | 0 |  | 0 | 0
2014-12-11 20:01 | 2009-12-11 | 980:00 | 0 | 0 | 0 | 0 |  | 0 | 0
2014-12-11 21:01 | 2009-12-11 | 981:00 | 0 | 0 | 0 | 0 |  | 0 | 0
2014-12-11 22:01 | 2009-12-11 | 982:00 | 0 | 0 | 0 | 0 |  | 0 | 0
2014-12-11 23:01 | 2009-12-11 | 983:00 | 0 | 0 | 0 | 0 |  | 0 | 0
2014-12-12 00:01 | 2009-12-11 | 984:00 | 0 | 0 | 0 | 0 |  | 0 | 0
2014-12-12 01:01 | 2009-12-12 | 985:00 | 0 | 0 | 0 | 0 |  | 0 | 0
2014-12-12 02:01 | 2009-12-12 | 986:00 | 0 | 0 | 0 | 0 |  | 0 | 0
2014-12-12 03:01 | 2009-12-12 | 987:00 | 0 | 0 | 0 | 0 |  | 0 | 0
2014-12-12 04:01 | 2009-12-12 | 988:00 | 0 | 0 | 0 | 0 |  | 0 | 0
2014-12-12 05:01 | 2009-12-12 | 989:00 | 0 | 0 | 0 | 0 |  | 0 | 0
2014-12-12 06:01 | 2009-12-12 | 990:00 | 0 | 0 | 0 | 0 |  | 0 | 0
2014-12-12 07:01 | 2009-12-12 | 991:00 | 0 | 0 | 0 | 0 |  | 0 | 0
2014-12-12 08:01 | 2009-12-12 | 992:00 | 0 | 0 | 0 | 0 |  | 0 | 0
2014-12-12 09:01 | 2009-12-12 | 993:00 | 0 | 0 | 0 | 0 |  | 0 | 0
2014-12-12 10:01 | 2009-12-12 | 994:00 | 0.05 | 0 | 0 | 0.01 |  | 0.015 | 0.0036765
2014-12-12 11:01 | 2009-12-12 | 995:00 | 0.13 | 0 | 0.01 | 0.04 |  | 0.045 | 0.011029
2014-12-12 12:01 | 2009-12-12 | 996:00 | 0.17 | 0.03 | 0.02 | 0.03 |  | 0.0625 | 0.015319
2014-12-12 13:01 | 2009-12-12 | 997:00 | 0.05 | 0.03 | 0.03 | 0.03 |  | 0.035 | 0.0085784
2014-12-12 14:01 | 2009-12-12 | 998:00 | 0.02 | 0 | 0.13 | 0.01 |  | 0.04 | 0.0098039
2014-12-12 15:01 | 2009-12-12 | 999:00 | 0 | 0 | 0.1 | 0 |  | 0.025 | 0.0061275
2014-12-12 16:01 | 2009-12-12 | 1000:00 | 0 | 0 | 0.01 | 0 |  | 0.0025 | 0.00061275
2014-12-12 17:01 | 2009-12-12 | 1001:00 | 0 | 0 | 0 | 0 |  | 0 | 0
2014-12-12 18:01 | 2009-12-12 | 1002:00 | 0 | 0 | 0 | 0 |  | 0 | 0
2014-12-12 19:01 | 2009-12-12 | 1003:00 | 0 | 0 | 0 | 0 |  | 0 | 0
2014-12-12 20:01 | 2009-12-12 | 1004:00 | 0 | 0 | 0 | 0 |  | 0 | 0
2014-12-12 21:01 | 2009-12-12 | 1005:00 | 0 | 0 | 0 | 0 |  | 0 | 0
2014-12-12 22:01 | 2009-12-12 | 1006:00 | 0 | 0 | 0 | 0 |  | 0 | 0
2014-12-12 23:01 | 2009-12-12 | 1007:00 | 0 | 0 | 0 | 0 |  | 0 | 0
2014-12-13 00:01 | 2009-12-12 | 1008:00 | 0 | 0 | 0 | 0 |  | 0 | 0
2014-12-13 01:01 | 2009-12-13 | 1009:00 | 0 | 0 | 0 | 0 |  | 0 | 0
2014-12-13 02:01 | 2009-12-13 | 1010:00 | 0 | 0 | 0 | 0 |  | 0 | 0
2014-12-13 03:01 | 2009-12-13 | 1011:00 | 0 | 0 | 0 | 0 |  | 0 | 0
2014-12-13 04:01 | 2009-12-13 | 1012:00 | 0 | 0 | 0 | 0 |  | 0 | 0
2014-12-13 05:01 | 2009-12-13 | 1013:00 | 0 | 0 | 0 | 0 |  | 0 | 0
2014-12-13 06:01 | 2009-12-13 | 1014:00 | 0 | 0 | 0 | 0 |  | 0 | 0
2014-12-13 07:01 | 2009-12-13 | 1015:00 | 0 | 0 | 0 | 0 |  | 0 | 0
2014-12-13 08:01 | 2009-12-13 | 1016:00 | 0 | 0 | 0 | 0 |  | 0 | 0
2014-12-13 09:01 | 2009-12-13 | 1017:00 | 0 | 0 | 0 | 0 |  | 0 | 0
2014-12-13 10:01 | 2009-12-13 | 1018:00 | 0.01 | 0 | 0 | 0 |  | 0.0025 | 0.00061275
2014-12-13 11:01 | 2009-12-13 | 1019:00 | 0.03 | 0 | 0 | 0 |  | 0.0075 | 0.0018382
2014-12-13 12:01 | 2009-12-13 | 1020:00 | 0.04 | 0.01 | 0.04 | 0.01 |  | 0.025 | 0.0061275
2014-12-13 13:01 | 2009-12-13 | 1021:00 | 0.07 | 0.02 | 0.09 | 0 |  | 0.045 | 0.011029
2014-12-13 14:01 | 2009-12-13 | 1022:00 | 0.01 | 0.01 | 0.25 | 0 |  | 0.0675 | 0.016544
2014-12-13 15:01 | 2009-12-13 | 1023:00 | 0 | 0 | 0.23 | 0 |  | 0.0575 | 0.014093
2014-12-13 16:01 | 2009-12-13 | 1024:00 | 0 | 0 | 0.01 | 0 |  | 0.0025 | 0.00061275
2014-12-13 17:01 | 2009-12-13 | 1025:00 | 0 | 0 | 0 | 0 |  | 0 | 0
2014-12-13 18:01 | 2009-12-13 | 1026:00 | 0 | 0 | 0 | 0 |  | 0 | 0
2014-12-13 19:01 | 2009-12-13 | 1027:00 | 0 | 0 | 0 | 0 |  | 0 | 0
2014-12-13 20:01 | 2009-12-13 | 1028:00 | 0 | 0 | 0 | 0 |  | 0 | 0
2014-12-13 21:01 | 2009-12-13 | 1029:00 | 0 | 0 | 0 | 0 |  | 0 | 0
2014-12-13 22:01 | 2009-12-13 | 1030:00 | 0 | 0 | 0 | 0 |  | 0 | 0
2014-12-13 23:01 | 2009-12-13 | 1031:00 | 0 | 0 | 0 | 0 |  | 0 | 0
2014-12-14 00:01 | 2009-12-13 | 1032:00 | 0 | 0 | 0 | 0 |  | 0 | 0
2014-12-14 01:01 | 2009-12-14 | 1033:00 | 0 | 0 | 0 | 0 |  | 0 | 0
2014-12-14 02:01 | 2009-12-14 | 1034:00 | 0 | 0 | 0 | 0 |  | 0 | 0
2014-12-14 03:01 | 2009-12-14 | 1035:00 | 0 | 0 | 0 | 0 |  | 0 | 0
2014-12-14 04:01 | 2009-12-14 | 1036:00 | 0 | 0 | 0 | 0 |  | 0 | 0
2014-12-14 05:01 | 2009-12-14 | 1037:00 | 0 | 0 | 0 | 0 |  | 0 | 0
2014-12-14 06:01 | 2009-12-14 | 1038:00 | 0 | 0 | 0 | 0 |  | 0 | 0
2014-12-14 07:01 | 2009-12-14 | 1039:00 | 0 | 0 | 0 | 0 |  | 0 | 0
2014-12-14 08:01 | 2009-12-14 | 1040:00 | 0 | 0 | 0 | 0 |  | 0 | 0
2014-12-14 09:01 | 2009-12-14 | 1041:00 | 0 | 0 | 0 | 0 |  | 0 | 0
2014-12-14 10:01 | 2009-12-14 | 1042:00 | 0.01 | 0 | 0 | 0 |  | 0.0025 | 0.00061275
2014-12-14 11:01 | 2009-12-14 | 1043:00 | 0.17 | 0 | 0 | 0 |  | 0.0425 | 0.010417
2014-12-14 12:01 | 2009-12-14 | 1044:00 | 0.5 | 0 | 0.01 | 0.03 |  | 0.135 | 0.033088
2014-12-14 13:01 | 2009-12-14 | 1045:00 | 0.33 | 0 | 0.03 | 0.06 |  | 0.105 | 0.025735
2014-12-14 14:01 | 2009-12-14 | 1046:00 | 0.08 | 0 | 0.03 | 0.03 |  | 0.035 | 0.0085784
2014-12-14 15:01 | 2009-12-14 | 1047:00 | 0.01 | 0 | 0.08 | 0 |  | 0.0225 | 0.0055147
2014-12-14 16:01 | 2009-12-14 | 1048:00 | 0 | 0 | 0 | 0 |  | 0 | 0
2014-12-14 17:01 | 2009-12-14 | 1049:00 | 0 | 0 | 0 | 0 |  | 0 | 0
2014-12-14 18:01 | 2009-12-14 | 1050:00 | 0 | 0 | 0 | 0 |  | 0 | 0
2014-12-14 19:01 | 2009-12-14 | 1051:00 | 0 | 0 | 0 | 0 |  | 0 | 0
2014-12-14 20:01 | 2009-12-14 | 1052:00 | 0 | 0 | 0 | 0 |  | 0 | 0
2014-12-14 21:01 | 2009-12-14 | 1053:00 | 0 | 0 | 0 | 0 |  | 0 | 0
2014-12-14 22:01 | 2009-12-14 | 1054:00 | 0 | 0 | 0 | 0 |  | 0 | 0
2014-12-14 23:01 | 2009-12-14 | 1055:00 | 0 | 0 | 0 | 0 |  | 0 | 0
2014-12-15 00:01 | 2009-12-14 | 1056:00 | 0 | 0 | 0 | 0 |  | 0 | 0
2014-12-15 01:01 | 2009-12-15 | 1057:00 | 0 | 0 | 0 | 0 |  | 0 | 0
2014-12-15 02:01 | 2009-12-15 | 1058:00 | 0 | 0 | 0 | 0 |  | 0 | 0
2014-12-15 03:01 | 2009-12-15 | 1059:00 | 0 | 0 | 0 | 0 |  | 0 | 0
2014-12-15 04:01 | 2009-12-15 | 1060:00 | 0 | 0 | 0 | 0 |  | 0 | 0
2014-12-15 05:01 | 2009-12-15 | 1061:00 | 0 | 0 | 0 | 0 |  | 0 | 0
2014-12-15 06:01 | 2009-12-15 | 1062:00 | 0 | 0 | 0 | 0 |  | 0 | 0
2014-12-15 07:01 | 2009-12-15 | 1063:00 | 0 | 0 | 0 | 0 |  | 0 | 0
2014-12-15 08:01 | 2009-12-15 | 1064:00 | 0 | 0 | 0 | 0 |  | 0 | 0
2014-12-15 09:01 | 2009-12-15 | 1065:00 | 0 | 0 | 0 | 0 |  | 0 | 0
2014-12-15 10:01 | 2009-12-15 | 1066:00 | 0.01 | 0 | 0 | 0 |  | 0.0025 | 0.00061275
2014-12-15 11:01 | 2009-12-15 | 1067:00 | 0.05 | 0 | 0 | 0.03 |  | 0.02 | 0.004902
2014-12-15 12:01 | 2009-12-15 | 1068:00 | 0.07 | 0 | 0.09 | 0.05 |  | 0.0525 | 0.012868
2014-12-15 13:01 | 2009-12-15 | 1069:00 | 0.13 | 0 | 0.37 | 0.04 |  | 0.135 | 0.033088
2014-12-15 14:01 | 2009-12-15 | 1070:00 | 0.11 | 0 | 0.45 | 0.02 |  | 0.145 | 0.035539
2014-12-15 15:01 | 2009-12-15 | 1071:00 | 0.02 | 0 | 0.06 | 0 |  | 0.02 | 0.004902
2014-12-15 16:01 | 2009-12-15 | 1072:00 | 0 | 0 | 0.01 | 0 |  | 0.0025 | 0.00061275
2014-12-15 17:01 | 2009-12-15 | 1073:00 | 0 | 0 | 0 | 0 |  | 0 | 0
2014-12-15 18:01 | 2009-12-15 | 1074:00 | 0 | 0 | 0 | 0 |  | 0 | 0
2014-12-15 19:01 | 2009-12-15 | 1075:00 | 0 | 0 | 0 | 0 |  | 0 | 0
2014-12-15 20:01 | 2009-12-15 | 1076:00 | 0 | 0 | 0 | 0 |  | 0 | 0
2014-12-15 21:01 | 2009-12-15 | 1077:00 | 0 | 0 | 0 | 0 |  | 0 | 0
2014-12-15 22:01 | 2009-12-15 | 1078:00 | 0 | 0 | 0 | 0 |  | 0 | 0
2014-12-15 23:01 | 2009-12-15 | 1079:00 | 0 | 0 | 0 | 0 |  | 0 | 0
2014-12-16 00:01 | 2009-12-15 | 1080:00 | 0 | 0 | 0 | 0 |  | 0 | 0
2014-12-16 01:01 | 2009-12-16 | 1081:00 | 0 | 0 | 0 | 0 |  | 0 | 0
2014-12-16 02:01 | 2009-12-16 | 1082:00 | 0 | 0 | 0 | 0 |  | 0 | 0
2014-12-16 03:01 | 2009-12-16 | 1083:00 | 0 | 0 | 0 | 0 |  | 0 | 0
2014-12-16 04:01 | 2009-12-16 | 1084:00 | 0 | 0 | 0 | 0 |  | 0 | 0
2014-12-16 05:01 | 2009-12-16 | 1085:00 | 0 | 0 | 0 | 0 |  | 0 | 0
2014-12-16 06:01 | 2009-12-16 | 1086:00 | 0 | 0 | 0 | 0 |  | 0 | 0
2014-12-16 07:01 | 2009-12-16 | 1087:00 | 0 | 0 | 0 | 0 |  | 0 | 0
2014-12-16 08:01 | 2009-12-16 | 1088:00 | 0 | 0 | 0 | 0 |  | 0 | 0
2014-12-16 09:01 | 2009-12-16 | 1089:00 | 0 | 0 | 0 | 0 |  | 0 | 0
2014-12-16 10:01 | 2009-12-16 | 1090:00 | 0.01 | 0 | 0 | 0 |  | 0.0025 | 0.00061275
2014-12-16 11:01 | 2009-12-16 | 1091:00 | 0.15 | 0 | 0.08 | 0 |  | 0.0575 | 0.014093
2014-12-16 12:01 | 2009-12-16 | 1092:00 | 0.17 | 0 | 0.11 | 0.01 |  | 0.0725 | 0.01777
2014-12-16 13:01 | 2009-12-16 | 1093:00 | 0.29 | 0 | 0.78 | 0.01 |  | 0.27 | 0.066176
2014-12-16 14:01 | 2009-12-16 | 1094:00 | 0.39 | 0 | 0.75 | 0 |  | 0.285 | 0.069853
2014-12-16 15:01 | 2009-12-16 | 1095:00 | 0.04 | 0 | 0.15 | 0 |  | 0.0475 | 0.011642
2014-12-16 16:01 | 2009-12-16 | 1096:00 | 0 | 0 | 0.02 | 0 |  | 0.005 | 0.0012255
2014-12-16 17:01 | 2009-12-16 | 1097:00 | 0 | 0 | 0 | 0 |  | 0 | 0
2014-12-16 18:01 | 2009-12-16 | 1098:00 | 0 | 0 | 0 | 0 |  | 0 | 0
2014-12-16 19:01 | 2009-12-16 | 1099:00 | 0 | 0 | 0 | 0 |  | 0 | 0
2014-12-16 20:01 | 2009-12-16 | 1100:00 | 0 | 0 | 0 | 0 |  | 0 | 0
2014-12-16 21:01 | 2009-12-16 | 1101:00 | 0 | 0 | 0 | 0 |  | 0 | 0
2014-12-16 22:01 | 2009-12-16 | 1102:00 | 0 | 0 | 0 | 0 |  | 0 | 0
2014-12-16 23:01 | 2009-12-16 | 1103:00 | 0 | 0 | 0 | 0 |  | 0 | 0
2014-12-17 00:01 | 2009-12-16 | 1104:00 | 0 | 0 | 0 | 0 |  | 0 | 0
2014-12-17 01:01 | 2009-12-17 | 1105:00 | 0 | 0 | 0 | 0 |  | 0 | 0
2014-12-17 02:01 | 2009-12-17 | 1106:00 | 0 | 0 | 0 | 0 |  | 0 | 0
2014-12-17 03:01 | 2009-12-17 | 1107:00 | 0 | 0 | 0 | 0 |  | 0 | 0
2014-12-17 04:01 | 2009-12-17 | 1108:00 | 0 | 0 | 0 | 0 |  | 0 | 0
2014-12-17 05:01 | 2009-12-17 | 1109:00 | 0 | 0 | 0 | 0 |  | 0 | 0
2014-12-17 06:01 | 2009-12-17 | 1110:00 | 0 | 0 | 0 | 0 |  | 0 | 0
2014-12-17 07:01 | 2009-12-17 | 1111:00 | 0 | 0 | 0 | 0 |  | 0 | 0
2014-12-17 08:01 | 2009-12-17 | 1112:00 | 0 | 0 | 0 | 0 |  | 0 | 0
2014-12-17 09:01 | 2009-12-17 | 1113:00 | 0 | 0 | 0 | 0 |  | 0 | 0
2014-12-17 10:01 | 2009-12-17 | 1114:00 | 0.05 | 0 | 0 | 0 |  | 0.0125 | 0.0030637
2014-12-17 11:01 | 2009-12-17 | 1115:00 | 0.2 | 0.07 | 0.03 | 0 |  | 0.075 | 0.018382
2014-12-17 12:01 | 2009-12-17 | 1116:00 | 0.22 | 0.2 | 0.43 | 0 |  | 0.2125 | 0.052083
2014-12-17 13:01 | 2009-12-17 | 1117:00 | 0.28 | 0.13 | 1.4 | 0 |  | 0.4525 | 0.11091
2014-12-17 14:01 | 2009-12-17 | 1118:00 | 0.05 | 0.02 | 1.33 | 0 |  | 0.35 | 0.085784
2014-12-17 15:01 | 2009-12-17 | 1119:00 | 0.01 | 0 | 0.32 | 0 |  | 0.0825 | 0.020221
2014-12-17 16:01 | 2009-12-17 | 1120:00 | 0 | 0 | 0.02 | 0 |  | 0.005 | 0.0012255
2014-12-17 17:01 | 2009-12-17 | 1121:00 | 0 | 0 | 0 | 0 |  | 0 | 0
2014-12-17 18:01 | 2009-12-17 | 1122:00 | 0 | 0 | 0 | 0 |  | 0 | 0
2014-12-17 19:01 | 2009-12-17 | 1123:00 | 0 | 0 | 0 | 0 |  | 0 | 0
2014-12-17 20:01 | 2009-12-17 | 1124:00 | 0 | 0 | 0 | 0 |  | 0 | 0
2014-12-17 21:01 | 2009-12-17 | 1125:00 | 0 | 0 | 0 | 0 |  | 0 | 0
2014-12-17 22:01 | 2009-12-17 | 1126:00 | 0 | 0 | 0 | 0 |  | 0 | 0
2014-12-17 23:01 | 2009-12-17 | 1127:00 | 0 | 0 | 0 | 0 |  | 0 | 0
2014-12-18 00:01 | 2009-12-17 | 1128:00 | 0 | 0 | 0 | 0 |  | 0 | 0
2014-12-18 01:01 | 2009-12-18 | 1129:00 | 0 | 0 | 0 | 0 |  | 0 | 0
2014-12-18 02:01 | 2009-12-18 | 1130:00 | 0 | 0 | 0 | 0 |  | 0 | 0
2014-12-18 03:01 | 2009-12-18 | 1131:00 | 0 | 0 | 0 | 0 |  | 0 | 0
2014-12-18 04:01 | 2009-12-18 | 1132:00 | 0 | 0 | 0 | 0 |  | 0 | 0
2014-12-18 05:01 | 2009-12-18 | 1133:00 | 0 | 0 | 0 | 0 |  | 0 | 0
2014-12-18 06:01 | 2009-12-18 | 1134:00 | 0 | 0 | 0 | 0 |  | 0 | 0
2014-12-18 07:01 | 2009-12-18 | 1135:00 | 0 | 0 | 0 | 0 |  | 0 | 0
2014-12-18 08:01 | 2009-12-18 | 1136:00 | 0 | 0 | 0 | 0 |  | 0 | 0
2014-12-18 09:01 | 2009-12-18 | 1137:00 | 0 | 0 | 0 | 0 |  | 0 | 0
2014-12-18 10:01 | 2009-12-18 | 1138:00 | 0.01 | 0 | 0 | 0 |  | 0.0025 | 0.00061275
2014-12-18 11:01 | 2009-12-18 | 1139:00 | 0.07 | 0 | 0 | 0.02 |  | 0.0225 | 0.0055147
2014-12-18 12:01 | 2009-12-18 | 1140:00 | 0.18 | 0 | 0.02 | 0.04 |  | 0.06 | 0.014706
2014-12-18 13:01 | 2009-12-18 | 1141:00 | 0.62 | 0 | 0.07 | 0.05 |  | 0.185 | 0.045343
2014-12-18 14:01 | 2009-12-18 | 1142:00 | 0.17 | 0 | 0.18 | 0.02 |  | 0.0925 | 0.022672
2014-12-18 15:01 | 2009-12-18 | 1143:00 | 0.02 | 0 | 0.05 | 0 |  | 0.0175 | 0.0042892
2014-12-18 16:01 | 2009-12-18 | 1144:00 | 0 | 0 | 0 | 0 |  | 0 | 0
2014-12-18 17:01 | 2009-12-18 | 1145:00 | 0 | 0 | 0 | 0 |  | 0 | 0
2014-12-18 18:01 | 2009-12-18 | 1146:00 | 0 | 0 | 0 | 0 |  | 0 | 0
2014-12-18 19:01 | 2009-12-18 | 1147:00 | 0 | 0 | 0 | 0 |  | 0 | 0
2014-12-18 20:01 | 2009-12-18 | 1148:00 | 0 | 0 | 0 | 0 |  | 0 | 0
2014-12-18 21:01 | 2009-12-18 | 1149:00 | 0 | 0 | 0 | 0 |  | 0 | 0
2014-12-18 22:01 | 2009-12-18 | 1150:00 | 0 | 0 | 0 | 0 |  | 0 | 0
2014-12-18 23:01 | 2009-12-18 | 1151:00 | 0 | 0 | 0 | 0 |  | 0 | 0
2014-12-19 00:01 | 2009-12-18 | 1152:00 | 0 | 0 | 0 | 0 |  | 0 | 0
2014-12-19 01:01 | 2009-12-19 | 1153:00 | 0 | 0 | 0 | 0 |  | 0 | 0
2014-12-19 02:01 | 2009-12-19 | 1154:00 | 0 | 0 | 0 | 0 |  | 0 | 0
2014-12-19 03:01 | 2009-12-19 | 1155:00 | 0 | 0 | 0 | 0 |  | 0 | 0
2014-12-19 04:01 | 2009-12-19 | 1156:00 | 0 | 0 | 0 | 0 |  | 0 | 0
2014-12-19 05:01 | 2009-12-19 | 1157:00 | 0 | 0 | 0 | 0 |  | 0 | 0
2014-12-19 06:01 | 2009-12-19 | 1158:00 | 0 | 0 | 0 | 0 |  | 0 | 0
2014-12-19 07:01 | 2009-12-19 | 1159:00 | 0 | 0 | 0 | 0 |  | 0 | 0
2014-12-19 08:01 | 2009-12-19 | 1160:00 | 0 | 0 | 0 | 0 |  | 0 | 0
2014-12-19 09:01 | 2009-12-19 | 1161:00 | 0 | 0 | 0 | 0 |  | 0 | 0
2014-12-19 10:01 | 2009-12-19 | 1162:00 | 0.11 | 0 | 0 | 0 |  | 0.0275 | 0.0067402
2014-12-19 11:01 | 2009-12-19 | 1163:00 | 0.64 | 0.03 | 0.02 | 0.02 |  | 0.1775 | 0.043505
2014-12-19 12:01 | 2009-12-19 | 1164:00 | 1.65 | 0.08 | 0.09 | 0.03 |  | 0.4625 | 0.11336
2014-12-19 13:01 | 2009-12-19 | 1165:00 | 1.55 | 0.07 | 0.13 | 0.03 |  | 0.445 | 0.10907
2014-12-19 14:01 | 2009-12-19 | 1166:00 | 0.38 | 0.01 | 0.12 | 0.01 |  | 0.13 | 0.031863
2014-12-19 15:01 | 2009-12-19 | 1167:00 | 0.02 | 0 | 0.07 | 0 |  | 0.0225 | 0.0055147
2014-12-19 16:01 | 2009-12-19 | 1168:00 | 0 | 0 | 0.01 | 0 |  | 0.0025 | 0.00061275
2014-12-19 17:01 | 2009-12-19 | 1169:00 | 0 | 0 | 0 | 0 |  | 0 | 0
2014-12-19 18:01 | 2009-12-19 | 1170:00 | 0 | 0 | 0 | 0 |  | 0 | 0
2014-12-19 19:01 | 2009-12-19 | 1171:00 | 0 | 0 | 0 | 0 |  | 0 | 0
2014-12-19 20:01 | 2009-12-19 | 1172:00 | 0 | 0 | 0 | 0 |  | 0 | 0
2014-12-19 21:01 | 2009-12-19 | 1173:00 | 0 | 0 | 0 | 0 |  | 0 | 0
2014-12-19 22:01 | 2009-12-19 | 1174:00 | 0 | 0 | 0 | 0 |  | 0 | 0
2014-12-19 23:01 | 2009-12-19 | 1175:00 | 0 | 0 | 0 | 0 |  | 0 | 0
2014-12-20 00:01 | 2009-12-19 | 1176:00 | 0 | 0 | 0 | 0 |  | 0 | 0
2014-12-20 01:01 | 2009-12-20 | 1177:00 | 0 | 0 | 0 | 0 |  | 0 | 0
2014-12-20 02:01 | 2009-12-20 | 1178:00 | 0 | 0 | 0 | 0 |  | 0 | 0
2014-12-20 03:01 | 2009-12-20 | 1179:00 | 0 | 0 | 0 | 0 |  | 0 | 0
2014-12-20 04:01 | 2009-12-20 | 1180:00 | 0 | 0 | 0 | 0 |  | 0 | 0
2014-12-20 05:01 | 2009-12-20 | 1181:00 | 0 | 0 | 0 | 0 |  | 0 | 0
2014-12-20 06:01 | 2009-12-20 | 1182:00 | 0 | 0 | 0 | 0 |  | 0 | 0
2014-12-20 07:01 | 2009-12-20 | 1183:00 | 0 | 0 | 0 | 0 |  | 0 | 0
2014-12-20 08:01 | 2009-12-20 | 1184:00 | 0 | 0 | 0 | 0 |  | 0 | 0
2014-12-20 09:01 | 2009-12-20 | 1185:00 | 0 | 0 | 0 | 0 |  | 0 | 0
2014-12-20 10:01 | 2009-12-20 | 1186:00 | 0.04 | 0 | 0 | 0 |  | 0.01 | 0.002451
2014-12-20 11:01 | 2009-12-20 | 1187:00 | 0.45 | 0 | 0.02 | 0 |  | 0.1175 | 0.028799
2014-12-20 12:01 | 2009-12-20 | 1188:00 | 0.92 | 0 | 0.09 | 0.01 |  | 0.255 | 0.0625
2014-12-20 13:01 | 2009-12-20 | 1189:00 | 1.09 | 0 | 0.31 | 0 |  | 0.35 | 0.085784
2014-12-20 14:01 | 2009-12-20 | 1190:00 | 0.35 | 0 | 1.13 | 0 |  | 0.37 | 0.090686
2014-12-20 15:01 | 2009-12-20 | 1191:00 | 0.02 | 0 | 0.14 | 0 |  | 0.04 | 0.0098039
2014-12-20 16:01 | 2009-12-20 | 1192:00 | 0 | 0 | 0.02 | 0 |  | 0.005 | 0.0012255
2014-12-20 17:01 | 2009-12-20 | 1193:00 | 0 | 0 | 0 | 0 |  | 0 | 0
2014-12-20 18:01 | 2009-12-20 | 1194:00 | 0 | 0 | 0 | 0 |  | 0 | 0
2014-12-20 19:01 | 2009-12-20 | 1195:00 | 0 | 0 | 0 | 0 |  | 0 | 0
2014-12-20 20:01 | 2009-12-20 | 1196:00 | 0 | 0 | 0 | 0 |  | 0 | 0
2014-12-20 21:01 | 2009-12-20 | 1197:00 | 0 | 0 | 0 | 0 |  | 0 | 0
2014-12-20 22:01 | 2009-12-20 | 1198:00 | 0 | 0 | 0 | 0 |  | 0 | 0
2014-12-20 23:01 | 2009-12-20 | 1199:00 | 0 | 0 | 0 | 0 |  | 0 | 0
2014-12-21 00:01 | 2009-12-20 | 1200:00 | 0 | 0 | 0 | 0 |  | 0 | 0
2014-12-21 01:01 | 2009-12-21 | 1201:00 | 0 | 0 | 0 | 0 |  | 0 | 0
2014-12-21 02:01 | 2009-12-21 | 1202:00 | 0 | 0 | 0 | 0 |  | 0 | 0
2014-12-21 03:01 | 2009-12-21 | 1203:00 | 0 | 0 | 0 | 0 |  | 0 | 0
2014-12-21 04:01 | 2009-12-21 | 1204:00 | 0 | 0 | 0 | 0 |  | 0 | 0
2014-12-21 05:01 | 2009-12-21 | 1205:00 | 0 | 0 | 0 | 0 |  | 0 | 0
2014-12-21 06:01 | 2009-12-21 | 1206:00 | 0 | 0 | 0 | 0 |  | 0 | 0
2014-12-21 07:01 | 2009-12-21 | 1207:00 | 0 | 0 | 0 | 0 |  | 0 | 0
2014-12-21 08:01 | 2009-12-21 | 1208:00 | 0 | 0 | 0 | 0 |  | 0 | 0
2014-12-21 09:01 | 2009-12-21 | 1209:00 | 0 | 0 | 0 | 0 |  | 0 | 0
2014-12-21 10:01 | 2009-12-21 | 1210:00 | 0.04 | 0 | 0 | 0 |  | 0.01 | 0.002451
2014-12-21 11:01 | 2009-12-21 | 1211:00 | 0.31 | 0 | 0.08 | 0 |  | 0.0975 | 0.023897
2014-12-21 12:01 | 2009-12-21 | 1212:00 | 0.83 | 0 | 0.61 | 0.01 |  | 0.3625 | 0.088848
2014-12-21 13:01 | 2009-12-21 | 1213:00 | 0.73 | 0 | 1.47 | 0.01 |  | 0.5525 | 0.13542
2014-12-21 14:01 | 2009-12-21 | 1214:00 | 0.12 | 0 | 1.38 | 0 |  | 0.375 | 0.091912
2014-12-21 15:01 | 2009-12-21 | 1215:00 | 0.01 | 0 | 0.15 | 0 |  | 0.04 | 0.0098039
2014-12-21 16:01 | 2009-12-21 | 1216:00 | 0 | 0 | 0.03 | 0 |  | 0.0075 | 0.0018382
2014-12-21 17:01 | 2009-12-21 | 1217:00 | 0 | 0 | 0 | 0 |  | 0 | 0
2014-12-21 18:01 | 2009-12-21 | 1218:00 | 0 | 0 | 0 | 0 |  | 0 | 0
2014-12-21 19:01 | 2009-12-21 | 1219:00 | 0 | 0 | 0 | 0 |  | 0 | 0
2014-12-21 20:01 | 2009-12-21 | 1220:00 | 0 | 0 | 0 | 0 |  | 0 | 0
2014-12-21 21:01 | 2009-12-21 | 1221:00 | 0 | 0 | 0 | 0 |  | 0 | 0
2014-12-21 22:01 | 2009-12-21 | 1222:00 | 0 | 0 | 0 | 0 |  | 0 | 0
2014-12-21 23:01 | 2009-12-21 | 1223:00 | 0 | 0 | 0 | 0 |  | 0 | 0
2014-12-22 00:01 | 2009-12-21 | 1224:00 | 0 | 0 | 0 | 0 |  | 0 | 0
2014-12-22 01:01 | 2009-12-22 | 1225:00 | 0 | 0 | 0 | 0 |  | 0 | 0
2014-12-22 02:01 | 2009-12-22 | 1226:00 | 0 | 0 | 0 | 0 |  | 0 | 0
2014-12-22 03:01 | 2009-12-22 | 1227:00 | 0 | 0 | 0 | 0 |  | 0 | 0
2014-12-22 04:01 | 2009-12-22 | 1228:00 | 0 | 0 | 0 | 0 |  | 0 | 0
2014-12-22 05:01 | 2009-12-22 | 1229:00 | 0 | 0 | 0 | 0 |  | 0 | 0
2014-12-22 06:01 | 2009-12-22 | 1230:00 | 0 | 0 | 0 | 0 |  | 0 | 0
2014-12-22 07:01 | 2009-12-22 | 1231:00 | 0 | 0 | 0 | 0 |  | 0 | 0
2014-12-22 08:01 | 2009-12-22 | 1232:00 | 0 | 0 | 0 | 0 |  | 0 | 0
2014-12-22 09:01 | 2009-12-22 | 1233:00 | 0 | 0 | 0 | 0 |  | 0 | 0
2014-12-22 10:01 | 2009-12-22 | 1234:00 | 0.01 | 0 | 0 | 0 |  | 0.0025 | 0.00061275
2014-12-22 11:01 | 2009-12-22 | 1235:00 | 0.05 | 0 | 0 | 0 |  | 0.0125 | 0.0030637
2014-12-22 12:01 | 2009-12-22 | 1236:00 | 0.12 | 0 | 0.04 | 0 |  | 0.04 | 0.0098039
2014-12-22 13:01 | 2009-12-22 | 1237:00 | 0.17 | 0 | 0.11 | 0 |  | 0.07 | 0.017157
2014-12-22 14:01 | 2009-12-22 | 1238:00 | 0.07 | 0 | 0.16 | 0 |  | 0.0575 | 0.014093
2014-12-22 15:01 | 2009-12-22 | 1239:00 | 0.01 | 0 | 0.05 | 0 |  | 0.015 | 0.0036765
2014-12-22 16:01 | 2009-12-22 | 1240:00 | 0 | 0 | 0.01 | 0 |  | 0.0025 | 0.00061275
2014-12-22 17:01 | 2009-12-22 | 1241:00 | 0 | 0 | 0 | 0 |  | 0 | 0
2014-12-22 18:01 | 2009-12-22 | 1242:00 | 0 | 0 | 0 | 0 |  | 0 | 0
2014-12-22 19:01 | 2009-12-22 | 1243:00 | 0 | 0 | 0 | 0 |  | 0 | 0
2014-12-22 20:01 | 2009-12-22 | 1244:00 | 0 | 0 | 0 | 0 |  | 0 | 0
2014-12-22 21:01 | 2009-12-22 | 1245:00 | 0 | 0 | 0 | 0 |  | 0 | 0
2014-12-22 22:01 | 2009-12-22 | 1246:00 | 0 | 0 | 0 | 0 |  | 0 | 0
2014-12-22 23:01 | 2009-12-22 | 1247:00 | 0 | 0 | 0 | 0 |  | 0 | 0
2014-12-23 00:01 | 2009-12-22 | 1248:00 | 0 | 0 | 0 | 0 |  | 0 | 0
2014-12-23 01:01 | 2009-12-23 | 1249:00 | 0 | 0 | 0 | 0 |  | 0 | 0
2014-12-23 02:01 | 2009-12-23 | 1250:00 | 0 | 0 | 0 | 0 |  | 0 | 0
2014-12-23 03:01 | 2009-12-23 | 1251:00 | 0 | 0 | 0 | 0 |  | 0 | 0
2014-12-23 04:01 | 2009-12-23 | 1252:00 | 0 | 0 | 0 | 0 |  | 0 | 0
2014-12-23 05:01 | 2009-12-23 | 1253:00 | 0 | 0 | 0 | 0 |  | 0 | 0
2014-12-23 06:01 | 2009-12-23 | 1254:00 | 0 | 0 | 0 | 0 |  | 0 | 0
2014-12-23 07:01 | 2009-12-23 | 1255:00 | 0 | 0 | 0 | 0 |  | 0 | 0
2014-12-23 08:01 | 2009-12-23 | 1256:00 | 0 | 0 | 0 | 0 |  | 0 | 0
2014-12-23 09:01 | 2009-12-23 | 1257:00 | 0 | 0 | 0 | 0 |  | 0 | 0
2014-12-23 10:01 | 2009-12-23 | 1258:00 | 0 | 0 | 0 | 0 |  | 0 | 0
2014-12-23 11:01 | 2009-12-23 | 1259:00 | 0.02 | 0 | 0.06 | 0 |  | 0.02 | 0.004902
2014-12-23 12:01 | 2009-12-23 | 1260:00 | 0.03 | 0 | 0.4 | 0 |  | 0.1075 | 0.026348
2014-12-23 13:01 | 2009-12-23 | 1261:00 | 0.06 | 0 | 1.69 | 0 |  | 0.4375 | 0.10723
2014-12-23 14:01 | 2009-12-23 | 1262:00 | 0.08 | 0 | 1.63 | 0 |  | 0.4275 | 0.10478
2014-12-23 15:01 | 2009-12-23 | 1263:00 | 0.01 | 0 | 0.22 | 0 |  | 0.0575 | 0.014093
2014-12-23 16:01 | 2009-12-23 | 1264:00 | 0 | 0 | 0.05 | 0 |  | 0.0125 | 0.0030637
2014-12-23 17:01 | 2009-12-23 | 1265:00 | 0 | 0 | 0 | 0 |  | 0 | 0
2014-12-23 18:01 | 2009-12-23 | 1266:00 | 0 | 0 | 0 | 0 |  | 0 | 0
2014-12-23 19:01 | 2009-12-23 | 1267:00 | 0 | 0 | 0 | 0 |  | 0 | 0
2014-12-23 20:01 | 2009-12-23 | 1268:00 | 0 | 0 | 0 | 0 |  | 0 | 0
2014-12-23 21:01 | 2009-12-23 | 1269:00 | 0 | 0 | 0 | 0 |  | 0 | 0
2014-12-23 22:01 | 2009-12-23 | 1270:00 | 0 | 0 | 0 | 0 |  | 0 | 0
2014-12-23 23:01 | 2009-12-23 | 1271:00 | 0 | 0 | 0 | 0 |  | 0 | 0
2014-12-24 00:01 | 2009-12-23 | 1272:00 | 0 | 0 | 0 | 0 |  | 0 | 0
2014-12-24 01:01 | 2009-12-24 | 1273:00 | 0 | 0 | 0 | 0 |  | 0 | 0
2014-12-24 02:01 | 2009-12-24 | 1274:00 | 0 | 0 | 0 | 0 |  | 0 | 0
2014-12-24 03:01 | 2009-12-24 | 1275:00 | 0 | 0 | 0 | 0 |  | 0 | 0
2014-12-24 04:01 | 2009-12-24 | 1276:00 | 0 | 0 | 0 | 0 |  | 0 | 0
2014-12-24 05:01 | 2009-12-24 | 1277:00 | 0 | 0 | 0 | 0 |  | 0 | 0
2014-12-24 06:01 | 2009-12-24 | 1278:00 | 0 | 0 | 0 | 0 |  | 0 | 0
2014-12-24 07:01 | 2009-12-24 | 1279:00 | 0 | 0 | 0 | 0 |  | 0 | 0
2014-12-24 08:01 | 2009-12-24 | 1280:00 | 0 | 0 | 0 | 0 |  | 0 | 0
2014-12-24 09:01 | 2009-12-24 | 1281:00 | 0 | 0 | 0 | 0 |  | 0 | 0
2014-12-24 10:01 | 2009-12-24 | 1282:00 | 0 | 0 | 0 | 0.01 |  | 0.0025 | 0.00061275
2014-12-24 11:01 | 2009-12-24 | 1283:00 | 0.03 | 0 | 0.01 | 0.06 |  | 0.025 | 0.0061275
2014-12-24 12:01 | 2009-12-24 | 1284:00 | 0.05 | 0 | 0.09 | 0.09 |  | 0.0575 | 0.014093
2014-12-24 13:01 | 2009-12-24 | 1285:00 | 0.06 | 0 | 0.15 | 0.12 |  | 0.0825 | 0.020221
2014-12-24 14:01 | 2009-12-24 | 1286:00 | 0.01 | 0 | 0.07 | 0.04 |  | 0.03 | 0.0073529
2014-12-24 15:01 | 2009-12-24 | 1287:00 | 0 | 0 | 0.04 | 0.01 |  | 0.0125 | 0.0030637
2014-12-24 16:01 | 2009-12-24 | 1288:00 | 0 | 0 | 0 | 0 |  | 0 | 0
2014-12-24 17:01 | 2009-12-24 | 1289:00 | 0 | 0 | 0 | 0 |  | 0 | 0
2014-12-24 18:01 | 2009-12-24 | 1290:00 | 0 | 0 | 0 | 0 |  | 0 | 0
2014-12-24 19:01 | 2009-12-24 | 1291:00 | 0 | 0 | 0 | 0 |  | 0 | 0
2014-12-24 20:01 | 2009-12-24 | 1292:00 | 0 | 0 | 0 | 0 |  | 0 | 0
2014-12-24 21:01 | 2009-12-24 | 1293:00 | 0 | 0 | 0 | 0 |  | 0 | 0
2014-12-24 22:01 | 2009-12-24 | 1294:00 | 0 | 0 | 0 | 0 |  | 0 | 0
2014-12-24 23:01 | 2009-12-24 | 1295:00 | 0 | 0 | 0 | 0 |  | 0 | 0
2014-12-25 00:01 | 2009-12-24 | 1296:00 | 0 | 0 | 0 | 0 |  | 0 | 0
2014-12-25 01:01 | 2009-12-25 | 1297:00 | 0 | 0 | 0 | 0 |  | 0 | 0
2014-12-25 02:01 | 2009-12-25 | 1298:00 | 0 | 0 | 0 | 0 |  | 0 | 0
2014-12-25 03:01 | 2009-12-25 | 1299:00 | 0 | 0 | 0 | 0 |  | 0 | 0
2014-12-25 04:01 | 2009-12-25 | 1300:00 | 0 | 0 | 0 | 0 |  | 0 | 0
2014-12-25 05:01 | 2009-12-25 | 1301:00 | 0 | 0 | 0 | 0 |  | 0 | 0
2014-12-25 06:01 | 2009-12-25 | 1302:00 | 0 | 0 | 0 | 0 |  | 0 | 0
2014-12-25 07:01 | 2009-12-25 | 1303:00 | 0 | 0 | 0 | 0 |  | 0 | 0
2014-12-25 08:01 | 2009-12-25 | 1304:00 | 0 | 0 | 0 | 0 |  | 0 | 0
2014-12-25 09:01 | 2009-12-25 | 1305:00 | 0 | 0 | 0 | 0 |  | 0 | 0
2014-12-25 10:01 | 2009-12-25 | 1306:00 | 0 | 0 | 0 | 0.01 |  | 0.0025 | 0.00061275
2014-12-25 11:01 | 2009-12-25 | 1307:00 | 0.01 | 0.01 | 0.02 | 0.17 |  | 0.0525 | 0.012868
2014-12-25 12:01 | 2009-12-25 | 1308:00 | 0.11 | 0.02 | 0.07 | 0.14 |  | 0.085 | 0.020833
2014-12-25 13:01 | 2009-12-25 | 1309:00 | 0.27 | 0.01 | 0.11 | 0.13 |  | 0.13 | 0.031863
2014-12-25 14:01 | 2009-12-25 | 1310:00 | 0.28 | 0 | 0.53 | 0.05 |  | 0.215 | 0.052696
2014-12-25 15:01 | 2009-12-25 | 1311:00 | 0.01 | 0 | 0.2 | 0.01 |  | 0.055 | 0.01348
2014-12-25 16:01 | 2009-12-25 | 1312:00 | 0 | 0 | 0.01 | 0 |  | 0.0025 | 0.00061275
2014-12-25 17:01 | 2009-12-25 | 1313:00 | 0 | 0 | 0 | 0 |  | 0 | 0
2014-12-25 18:01 | 2009-12-25 | 1314:00 | 0 | 0 | 0 | 0 |  | 0 | 0
2014-12-25 19:01 | 2009-12-25 | 1315:00 | 0 | 0 | 0 | 0 |  | 0 | 0
2014-12-25 20:01 | 2009-12-25 | 1316:00 | 0 | 0 | 0 | 0 |  | 0 | 0
2014-12-25 21:01 | 2009-12-25 | 1317:00 | 0 | 0 | 0 | 0 |  | 0 | 0
2014-12-25 22:01 | 2009-12-25 | 1318:00 | 0 | 0 | 0 | 0 |  | 0 | 0
2014-12-25 23:01 | 2009-12-25 | 1319:00 | 0 | 0 | 0 | 0 |  | 0 | 0
2014-12-26 00:01 | 2009-12-25 | 1320:00 | 0 | 0 | 0 | 0 |  | 0 | 0
2014-12-26 01:01 | 2009-12-26 | 1321:00 | 0 | 0 | 0 | 0 |  | 0 | 0
2014-12-26 02:01 | 2009-12-26 | 1322:00 | 0 | 0 | 0 | 0 |  | 0 | 0
2014-12-26 03:01 | 2009-12-26 | 1323:00 | 0 | 0 | 0 | 0 |  | 0 | 0
2014-12-26 04:01 | 2009-12-26 | 1324:00 | 0 | 0 | 0 | 0 |  | 0 | 0
2014-12-26 05:01 | 2009-12-26 | 1325:00 | 0 | 0 | 0 | 0 |  | 0 | 0
2014-12-26 06:01 | 2009-12-26 | 1326:00 | 0 | 0 | 0 | 0 |  | 0 | 0
2014-12-26 07:01 | 2009-12-26 | 1327:00 | 0 | 0 | 0 | 0 |  | 0 | 0
2014-12-26 08:01 | 2009-12-26 | 1328:00 | 0 | 0 | 0 | 0 |  | 0 | 0
2014-12-26 09:01 | 2009-12-26 | 1329:00 | 0 | 0 | 0 | 0 |  | 0 | 0
2014-12-26 10:01 | 2009-12-26 | 1330:00 | 0.03 | 0 | 0 | 0.02 |  | 0.0125 | 0.0030637
2014-12-26 11:01 | 2009-12-26 | 1331:00 | 0.14 | 0 | 0 | 0.19 |  | 0.0825 | 0.020221
2014-12-26 12:01 | 2009-12-26 | 1332:00 | 0.41 | 0 | 0 | 0.41 |  | 0.205 | 0.050245
2014-12-26 13:01 | 2009-12-26 | 1333:00 | 0.6 | 0 | 0.01 | 0.42 |  | 0.2575 | 0.063113
2014-12-26 14:01 | 2009-12-26 | 1334:00 | 0.15 | 0 | 0.02 | 0.15 |  | 0.08 | 0.019608
2014-12-26 15:01 | 2009-12-26 | 1335:00 | 0.03 | 0 | 0 | 0.01 |  | 0.01 | 0.002451
2014-12-26 16:01 | 2009-12-26 | 1336:00 | 0 | 0 | 0 | 0 |  | 0 | 0
2014-12-26 17:01 | 2009-12-26 | 1337:00 | 0 | 0 | 0 | 0 |  | 0 | 0
2014-12-26 18:01 | 2009-12-26 | 1338:00 | 0 | 0 | 0 | 0 |  | 0 | 0
2014-12-26 19:01 | 2009-12-26 | 1339:00 | 0 | 0 | 0 | 0 |  | 0 | 0
2014-12-26 20:01 | 2009-12-26 | 1340:00 | 0 | 0 | 0 | 0 |  | 0 | 0
2014-12-26 21:01 | 2009-12-26 | 1341:00 | 0 | 0 | 0 | 0 |  | 0 | 0
2014-12-26 22:01 | 2009-12-26 | 1342:00 | 0 | 0 | 0 | 0 |  | 0 | 0
2014-12-26 23:01 | 2009-12-26 | 1343:00 | 0 | 0 | 0 | 0 |  | 0 | 0
2014-12-27 00:01 | 2009-12-26 | 1344:00 | 0 | 0 | 0 | 0 |  | 0 | 0
2014-12-27 01:01 | 2009-12-27 | 1345:00 | 0 | 0 | 0 | 0 |  | 0 | 0
2014-12-27 02:01 | 2009-12-27 | 1346:00 | 0 | 0 | 0 | 0 |  | 0 | 0
2014-12-27 03:01 | 2009-12-27 | 1347:00 | 0 | 0 | 0 | 0 |  | 0 | 0
2014-12-27 04:01 | 2009-12-27 | 1348:00 | 0 | 0 | 0 | 0 |  | 0 | 0
2014-12-27 05:01 | 2009-12-27 | 1349:00 | 0 | 0 | 0 | 0 |  | 0 | 0
2014-12-27 06:01 | 2009-12-27 | 1350:00 | 0 | 0 | 0 | 0 |  | 0 | 0
2014-12-27 07:01 | 2009-12-27 | 1351:00 | 0 | 0 | 0 | 0 |  | 0 | 0
2014-12-27 08:01 | 2009-12-27 | 1352:00 | 0 | 0 | 0 | 0 |  | 0 | 0
2014-12-27 09:01 | 2009-12-27 | 1353:00 | 0 | 0 | 0 | 0 |  | 0 | 0
2014-12-27 10:01 | 2009-12-27 | 1354:00 | 0 | 0 | 0 | 0.01 |  | 0.0025 | 0.00061275
2014-12-27 11:01 | 2009-12-27 | 1355:00 | 0.02 | 0 | 0.03 | 0.05 |  | 0.025 | 0.0061275
2014-12-27 12:01 | 2009-12-27 | 1356:00 | 0.05 | 0 | 0.22 | 0.15 |  | 0.105 | 0.025735
2014-12-27 13:01 | 2009-12-27 | 1357:00 | 0.08 | 0 | 0.04 | 0.21 |  | 0.0825 | 0.020221
2014-12-27 14:01 | 2009-12-27 | 1358:00 | 0.08 | 0 | 0.05 | 0.14 |  | 0.0675 | 0.016544
2014-12-27 15:01 | 2009-12-27 | 1359:00 | 0.02 | 0 | 0.22 | 0.01 |  | 0.0625 | 0.015319
2014-12-27 16:01 | 2009-12-27 | 1360:00 | 0 | 0 | 0.01 | 0 |  | 0.0025 | 0.00061275
2014-12-27 17:01 | 2009-12-27 | 1361:00 | 0 | 0 | 0 | 0 |  | 0 | 0
2014-12-27 18:01 | 2009-12-27 | 1362:00 | 0 | 0 | 0 | 0 |  | 0 | 0
2014-12-27 19:01 | 2009-12-27 | 1363:00 | 0 | 0 | 0 | 0 |  | 0 | 0
2014-12-27 20:01 | 2009-12-27 | 1364:00 | 0 | 0 | 0 | 0 |  | 0 | 0
2014-12-27 21:01 | 2009-12-27 | 1365:00 | 0 | 0 | 0 | 0 |  | 0 | 0
2014-12-27 22:01 | 2009-12-27 | 1366:00 | 0 | 0 | 0 | 0 |  | 0 | 0
2014-12-27 23:01 | 2009-12-27 | 1367:00 | 0 | 0 | 0 | 0 |  | 0 | 0
2014-12-28 00:01 | 2009-12-27 | 1368:00 | 0 | 0 | 0 | 0 |  | 0 | 0
2014-12-28 01:01 | 2009-12-28 | 1369:00 | 0 | 0 | 0 | 0 |  | 0 | 0
2014-12-28 02:01 | 2009-12-28 | 1370:00 | 0 | 0 | 0 | 0 |  | 0 | 0
2014-12-28 03:01 | 2009-12-28 | 1371:00 | 0 | 0 | 0 | 0 |  | 0 | 0
2014-12-28 04:01 | 2009-12-28 | 1372:00 | 0 | 0 | 0 | 0 |  | 0 | 0
2014-12-28 05:01 | 2009-12-28 | 1373:00 | 0 | 0 | 0 | 0 |  | 0 | 0
2014-12-28 06:01 | 2009-12-28 | 1374:00 | 0 | 0 | 0 | 0 |  | 0 | 0
2014-12-28 07:01 | 2009-12-28 | 1375:00 | 0 | 0 | 0 | 0 |  | 0 | 0
2014-12-28 08:01 | 2009-12-28 | 1376:00 | 0 | 0 | 0 | 0 |  | 0 | 0
2014-12-28 09:01 | 2009-12-28 | 1377:00 | 0 | 0 | 0 | 0 |  | 0 | 0
2014-12-28 10:01 | 2009-12-28 | 1378:00 | 0 | 0 | 0 | 0.01 |  | 0.0025 | 0.00061275
2014-12-28 11:01 | 2009-12-28 | 1379:00 | 0.07 | 0 | 0 | 0.1 |  | 0.0425 | 0.010417
2014-12-28 12:01 | 2009-12-28 | 1380:00 | 0.09 | 0.02 | 0 | 0.53 |  | 0.16 | 0.039216
2014-12-28 13:01 | 2009-12-28 | 1381:00 | 0.07 | 0.02 | 0 | 0.49 |  | 0.145 | 0.035539
2014-12-28 14:01 | 2009-12-28 | 1382:00 | 0.06 | 0 | 0 | 0.11 |  | 0.0425 | 0.010417
2014-12-28 15:01 | 2009-12-28 | 1383:00 | 0.01 | 0 | 0 | 0.01 |  | 0.005 | 0.0012255
2014-12-28 16:01 | 2009-12-28 | 1384:00 | 0 | 0 | 0 | 0 |  | 0 | 0
2014-12-28 17:01 | 2009-12-28 | 1385:00 | 0 | 0 | 0 | 0 |  | 0 | 0
2014-12-28 18:01 | 2009-12-28 | 1386:00 | 0 | 0 | 0 | 0 |  | 0 | 0
2014-12-28 19:01 | 2009-12-28 | 1387:00 | 0 | 0 | 0 | 0 |  | 0 | 0
2014-12-28 20:01 | 2009-12-28 | 1388:00 | 0 | 0 | 0 | 0 |  | 0 | 0
2014-12-28 21:01 | 2009-12-28 | 1389:00 | 0 | 0 | 0 | 0 |  | 0 | 0
2014-12-28 22:01 | 2009-12-28 | 1390:00 | 0 | 0 | 0 | 0 |  | 0 | 0
2014-12-28 23:01 | 2009-12-28 | 1391:00 | 0 | 0 | 0 | 0 |  | 0 | 0
2014-12-29 00:01 | 2009-12-28 | 1392:00 | 0 | 0 | 0 | 0 |  | 0 | 0
2014-12-29 01:01 | 2009-12-29 | 1393:00 | 0 | 0 | 0 | 0 |  | 0 | 0
2014-12-29 02:01 | 2009-12-29 | 1394:00 | 0 | 0 | 0 | 0 |  | 0 | 0
2014-12-29 03:01 | 2009-12-29 | 1395:00 | 0 | 0 | 0 | 0 |  | 0 | 0
2014-12-29 04:01 | 2009-12-29 | 1396:00 | 0 | 0 | 0 | 0 |  | 0 | 0
2014-12-29 05:01 | 2009-12-29 | 1397:00 | 0 | 0 | 0 | 0 |  | 0 | 0
2014-12-29 06:01 | 2009-12-29 | 1398:00 | 0 | 0 | 0 | 0 |  | 0 | 0
2014-12-29 07:01 | 2009-12-29 | 1399:00 | 0 | 0 | 0 | 0 |  | 0 | 0
2014-12-29 08:01 | 2009-12-29 | 1400:00 | 0 | 0 | 0 | 0 |  | 0 | 0
2014-12-29 09:01 | 2009-12-29 | 1401:00 | 0 | 0 | 0 | 0 |  | 0 | 0
2014-12-29 10:01 | 2009-12-29 | 1402:00 | 0 | 0 | 0 | 0.01 |  | 0.0025 | 0.00061275
2014-12-29 11:01 | 2009-12-29 | 1403:00 | 0.02 | 0 | 0 | 0.1 |  | 0.03 | 0.0073529
2014-12-29 12:01 | 2009-12-29 | 1404:00 | 0.04 | 0 | 0.03 | 0.22 |  | 0.0725 | 0.01777
2014-12-29 13:01 | 2009-12-29 | 1405:00 | 0.09 | 0 | 0.15 | 0.16 |  | 0.1 | 0.02451
2014-12-29 14:01 | 2009-12-29 | 1406:00 | 0.06 | 0.01 | 0.2 | 0.11 |  | 0.095 | 0.023284
2014-12-29 15:01 | 2009-12-29 | 1407:00 | 0.02 | 0 | 0.08 | 0.03 |  | 0.0325 | 0.0079657
2014-12-29 16:01 | 2009-12-29 | 1408:00 | 0 | 0 | 0 | 0 |  | 0 | 0
2014-12-29 17:01 | 2009-12-29 | 1409:00 | 0 | 0 | 0 | 0 |  | 0 | 0
2014-12-29 18:01 | 2009-12-29 | 1410:00 | 0 | 0 | 0 | 0 |  | 0 | 0
2014-12-29 19:01 | 2009-12-29 | 1411:00 | 0 | 0 | 0 | 0 |  | 0 | 0
2014-12-29 20:01 | 2009-12-29 | 1412:00 | 0 | 0 | 0 | 0 |  | 0 | 0
2014-12-29 21:01 | 2009-12-29 | 1413:00 | 0 | 0 | 0 | 0 |  | 0 | 0
2014-12-29 22:01 | 2009-12-29 | 1414:00 | 0 | 0 | 0 | 0 |  | 0 | 0
2014-12-29 23:01 | 2009-12-29 | 1415:00 | 0 | 0 | 0 | 0 |  | 0 | 0
2014-12-30 00:01 | 2009-12-29 | 1416:00 | 0 | 0 | 0 | 0 |  | 0 | 0
2014-12-30 01:01 | 2009-12-30 | 1417:00 | 0 | 0 | 0 | 0 |  | 0 | 0
2014-12-30 02:01 | 2009-12-30 | 1418:00 | 0 | 0 | 0 | 0 |  | 0 | 0
2014-12-30 03:01 | 2009-12-30 | 1419:00 | 0 | 0 | 0 | 0 |  | 0 | 0
2014-12-30 04:01 | 2009-12-30 | 1420:00 | 0 | 0 | 0 | 0 |  | 0 | 0
2014-12-30 05:01 | 2009-12-30 | 1421:00 | 0 | 0 | 0 | 0 |  | 0 | 0
2014-12-30 06:01 | 2009-12-30 | 1422:00 | 0 | 0 | 0 | 0 |  | 0 | 0
2014-12-30 07:01 | 2009-12-30 | 1423:00 | 0 | 0 | 0 | 0 |  | 0 | 0
2014-12-30 08:01 | 2009-12-30 | 1424:00 | 0 | 0 | 0 | 0 |  | 0 | 0
2014-12-30 09:01 | 2009-12-30 | 1425:00 | 0 | 0 | 0 | 0 |  | 0 | 0
2014-12-30 10:01 | 2009-12-30 | 1426:00 | 0.06 | 0 | 0 | 0.01 |  | 0.0175 | 0.0042892
2014-12-30 11:01 | 2009-12-30 | 1427:00 | 0.38 | 0 | 0.01 | 0.09 |  | 0.12 | 0.029412
2014-12-30 12:01 | 2009-12-30 | 1428:00 | 1.05 | 0 | 0.08 | 0.19 |  | 0.33 | 0.080882
2014-12-30 13:01 | 2009-12-30 | 1429:00 | 1.03 | 0 | 0.07 | 0.17 |  | 0.3175 | 0.077819
2014-12-30 14:01 | 2009-12-30 | 1430:00 | 0.4 | 0 | 0.08 | 0.07 |  | 0.1375 | 0.033701
2014-12-30 15:01 | 2009-12-30 | 1431:00 | 0.02 | 0 | 0.06 | 0.01 |  | 0.0225 | 0.0055147
2014-12-30 16:01 | 2009-12-30 | 1432:00 | 0 | 0 | 0 | 0 |  | 0 | 0
2014-12-30 17:01 | 2009-12-30 | 1433:00 | 0 | 0 | 0 | 0 |  | 0 | 0
2014-12-30 18:01 | 2009-12-30 | 1434:00 | 0 | 0 | 0 | 0 |  | 0 | 0
2014-12-30 19:01 | 2009-12-30 | 1435:00 | 0 | 0 | 0 | 0 |  | 0 | 0
2014-12-30 20:01 | 2009-12-30 | 1436:00 | 0 | 0 | 0 | 0 |  | 0 | 0
2014-12-30 21:01 | 2009-12-30 | 1437:00 | 0 | 0 | 0 | 0 |  | 0 | 0
2014-12-30 22:01 | 2009-12-30 | 1438:00 | 0 | 0 | 0 | 0 |  | 0 | 0
2014-12-30 23:01 | 2009-12-30 | 1439:00 | 0 | 0 | 0 | 0 |  | 0 | 0
2014-12-31 00:01 | 2009-12-30 | 1440:00 | 0 | 0 | 0 | 0 |  | 0 | 0
2014-12-31 01:01 | 2009-12-31 | 1441:00 | 0 | 0 | 0 | 0 |  | 0 | 0
2014-12-31 02:01 | 2009-12-31 | 1442:00 | 0 | 0 | 0 | 0 |  | 0 | 0
2014-12-31 03:01 | 2009-12-31 | 1443:00 | 0 | 0 | 0 | 0 |  | 0 | 0
2014-12-31 04:01 | 2009-12-31 | 1444:00 | 0 | 0 | 0 | 0 |  | 0 | 0
2014-12-31 05:01 | 2009-12-31 | 1445:00 | 0 | 0 | 0 | 0 |  | 0 | 0
2014-12-31 06:01 | 2009-12-31 | 1446:00 | 0 | 0 | 0 | 0 |  | 0 | 0
2014-12-31 07:01 | 2009-12-31 | 1447:00 | 0 | 0 | 0 | 0 |  | 0 | 0
2014-12-31 08:01 | 2009-12-31 | 1448:00 | 0 | 0 | 0 | 0 |  | 0 | 0
2014-12-31 09:01 | 2009-12-31 | 1449:00 | 0 | 0 | 0 | 0 |  | 0 | 0
2014-12-31 10:01 | 2009-12-31 | 1450:00 | 0.07 | 0 | 0 | 0.01 |  | 0.02 | 0.004902
2014-12-31 11:01 | 2009-12-31 | 1451:00 | 0.44 | 0 | 0 | 0.31 |  | 0.1875 | 0.045956
2014-12-31 12:01 | 2009-12-31 | 1452:00 | 1.4 | 0 | 0.03 | 0.66 |  | 0.5225 | 0.12806
2014-12-31 13:01 | 2009-12-31 | 1453:00 | 1.4 | 0.01 | 0.19 | 0.59 |  | 0.5475 | 0.13419
2014-12-31 14:01 | 2009-12-31 | 1454:00 | 0.56 | 0.02 | 0.11 | 0.25 |  | 0.235 | 0.057598
2014-12-31 15:01 | 2009-12-31 | 1455:00 | 0.03 | 0 | 0.02 | 0.02 |  | 0.0175 | 0.0042892
2014-12-31 16:01 | 2009-12-31 | 1456:00 | 0 | 0 | 0 | 0 |  | 0 | 0
2014-12-31 17:01 | 2009-12-31 | 1457:00 | 0 | 0 | 0 | 0 |  | 0 | 0
2014-12-31 18:01 | 2009-12-31 | 1458:00 | 0 | 0 | 0 | 0 |  | 0 | 0
2014-12-31 19:01 | 2009-12-31 | 1459:00 | 0 | 0 | 0 | 0 |  | 0 | 0
2014-12-31 20:01 | 2009-12-31 | 1460:00 | 0 | 0 | 0 | 0 |  | 0 | 0
2014-12-31 21:01 | 2009-12-31 | 1461:00 | 0 | 0 | 0 | 0 |  | 0 | 0
2014-12-31 22:01 | 2009-12-31 | 1462:00 | 0 | 0 | 0 | 0 |  | 0 | 0
2014-12-31 23:01 | 2009-12-31 | 1463:00 | 0 | 0 | 0 | 0 |  | 0 | 0
2015-01-01 00:01 | 2009-12-31 | 1464:00 | 0 |  | 0 |  |  | 0 | 0